## INVENTORY
S.No | Material Code | Item Description | UoM | Category | SAP Stock (3003) | Stock 3105 | Non SAP 3105 | Stock 3115 | Non SAP 3115 | Stock 3116 | Non SAP 3116 | Stock 3117 | Non SAP 3117 | Total Stock | Aging | Min Level | Max Level | Usage Area | Dilution plan | Consumption Pattern per year | Remarks | REF REGISTER NO/PAGE 60E
1 | 4405030061 | ACB,M:CN-CS 1000C,SR18G | EA | Option 1 | [6 empty] | 1 |  |  | 1 |  | 1 | 1 | 600KVA DG |  | AS PER REQUIREMENT | INCOMER BREAKER
2 | 4405030070 | ACB,M:SL96053 | EA | DOM-S(E) | [6 empty] | 1 |  |  | 1 |  | 1 | 1 | SAF-4,5 DEDUSTING |  | AS PER REQUIREMENT | INCOMER BREAKER
3 | 4860991730 | ACCESSORY,M:MI351-72,TAPCHNGR,MOTOR DU | EA | INS-IMP(S) | [5 empty] | 1 |  |  |  | 1 |  | 1 | 1 | 9.2MVA X'MER |  | NA | FOR FURNACE X'MER
4 | 4435996236 | ARRESTER ELEC,LGHTNG,33KV,10KA,50HZ | EA | DOM-S(E) |  |  |  |  | 8 |  | 2 |  |  | 10 |  | 3 | 6 | CAPACITOR BANK |  | 6 | FOR CAP.BANK | 229/76
5 | 1807020001 | BAR FLAT,25MM,3MM,GI | MT | ZCIV |  |  |  |  | 1 |  | 0 |  |  | 1 |  | 0.5 | 1 | EARTHING SYSTEM |  | 1 | EARTHING | 263/77
6 | 1807020006 | BAR FLAT,WD:50MMXTHK:6MM,GI | MT | ZCIV |  |  |  |  | 0 |  | 0 |  |  | 0 |  | 0.5 | 1 | EARTHING SYSTEM |  | 1 | EARTHING | 264/77
7 | 1801020003 | BAR FLAT;DWG:JSL-01-2797;50X6MM | KG | ZCIV |  |  |  |  | 0 |  | 35 |  |  | 35 |  | 30 | 40 | SAF-3,4&5 STAR/DELTA |  | 35
8 | 4899990585 | BASE,FUSE,160 A-CDFB00-1 160A C&S HRC | EA | DOM-S(E) | [6 empty] | 15 |  |  | 15 |  | 10 | 20 | SAF-3,4&5 MUDGUN PANEL |  | 10
9 | 4821010054 | BASE,INSULATOR&INTERSTACK INSULATOR 33KV | EA | DOM-S(E) | [6 empty] | 0 |  |  | 0 |  | 6 | 12 | CAPACITOR BANK |  | 12
10 | 4803990000 | BATTERY DRY CELL,1.5 V,SIZE-AA | EA | DOM-S(E) |  |  |  |  | 4 |  | 3 |  |  | 7 |  | 6 | 10 | MEASURING INSTRUMENT |  | 12 | USE IN MULTIMETERS,PYROMETER,LT MEGGER | 265/77
11 | 4803010043 | BATTERY STRG,TBLR LEAD ACID,220V/300AH | SET | ERSA | [6 empty] | 2 |  |  | 2 |  | 2 | 5 | BATTERY BANK |  | 2 | BATTERY BANK
12 | 4803010005 | BATTERY STRG;PB ACID,12V,200AH,25PLATE | EA | DOM-S(E) |  |  |  |  | 0 |  | 0 |  |  | 0 |  | 2 | 6 | 600 &100KVA DG |  | 3 | DG | 266/77
13 | 4803990032 | BATTERY,9V | EA | DOM-S(E) |  |  |  |  | 0 |  | 0 |  |  | 0 |  | 2 | 5 | MEASURING INSTRUMENT |  | 4 | USE IN MULTIMETER | 267/77
14 | 3203010109 | BEARING BALL,PN:6001 2Z,DEEP GRV | EA | DOM-S(E) |  |  |  |  | 8 |  | 10 |  |  | 18 |  | 6 | 10 | 60/27.6MVA COMPLEX |  | 20 | FOR MOTORS REPAIRING | 40/03
15 | 3203010107 | BEARING BALL,PN:6003 2Z | EA | DOM-S(E) |  |  |  |  | 3 |  | 3 |  |  | 6 |  | 2 | 6 | 60/27.6MVA COMPLEX |  | 15 | FOR MOTORS REPAIRING | 41/03
16 | 3203010286 | BEARING BALL,PN:6004 ZZ | EA | DOM-S(E) |  |  |  |  | 1 |  | 9 |  |  | 10 |  | 4 | 6 | 60/27.6MVA COMPLEX |  | 20 | FOR MOTORS REPAIRING | 42/03
17 | 3250001095 | 627 ZZR | EA | DOM-S(E) | [6 empty] | 7 |  |  | 7 |  | 2 | 6 | 60/27.6MVA COMPLEX |  | 5 | FOR MOTORS REPAIRING
18 | 3203010044 | 627ZZ | EA | DOM-S(E) |  |  |  |  | 7 |  |  |  |  | 5 |  | 6 | 10 | 60/27.6MVA COMPLEX |  | 6 | FOR SIREN,EXHAUST FAN | 45/03
19 | 3203010706 | 629ZZ | EA | DOM-S(E) |  |  |  |  | 0 |  | 0 |  |  | 0 |  | 2 | 6 | 60/27.6MVA COMPLEX |  | 5 | FOR MOTORS REPAIRING | 44/03
20 | 3203010683 | BEARING BALL,PN:6200 2Z | EA | DOM-S(E) |  |  |  |  | 5 |  | 13 |  |  | 18 |  | 4 | 6 | 60/27.6MVA COMPLEX |  | 10 | FOR MOTORS REPAIRING | 47/03
21 | 3203010597 | BEARING BALL,PN:6200,DEEP GRV | EA | DOM-S(E) | [6 empty] | 6 |  |  | 6 |  | 4 | 6 | 27.6MVA COMPLEX |  | 2 | FOR MOTORS REPAIRING
22 | 3203010196 | BEARING BALL,PN:6201 ZZ | EA | DOM-S(E) |  |  |  |  | 2 |  | 1 |  |  | 3 |  | 4 | 6 | 60/27.6MVA COMPLEX |  | 20 | FOR MOTORS REPAIRING | 2024-01-01
23 | 3203010029 | BEARING BALL,PN:6201,DEEP GRV | EA | DOM-S(E) | [6 empty] | 0 |  |  | 0 |  | 4 | 6 | 27.6MVA COMPLEX |  | 20 | FOR MOTORS REPAIRING
24 | 3203010018 | BEARING BALL,PN:6202 ZZ | EA | DOM-S(E) |  |  |  |  | 16 |  | 3 |  |  | 19 |  | 4 | 6 | 60/27.6MVA COMPLEX |  | 20 | FOR MOTORS REPAIRING | 2024-02-01
25 | 3203010147 | BEARING BALL,PN:6203 ZZC3,DEEP GRV | EA | DOM-S(E) |  |  |  |  | 4 |  | 3 |  |  | 7 |  | 4 | 6 | 60/27.6MVA COMPLEX |  | 20 | FOR MOTORS REPAIRING | 2024-03-01
26 | 3203010091 | BEARING BALL,PN:6204-ZZ,DEEP GRV | EA | DOM-S(E) |  |  |  |  | 2 |  | 2 |  |  | 4 |  | 4 | 6 | 60/27.6MVA COMPLEX |  | 30 | FOR MOTORS REPAIRING | 2024-04-01
27 | 3203010067 | BEARING BALL,PN:6205 ZZ,DEEP GRV | EA | DOM-S(E) |  |  |  |  | 3 |  | 0 |  |  | 3 |  | 6 | 10 | 60/27.6MVA COMPLEX |  | 50 | FOR MOTORS REPAIRING | 2024-05-01
28 | 3203010173 | BEARING BALL,PN:6206 ZZ C3,W/DBL SEAL | EA | DOM-S(E) | [6 empty] | 0 |  |  | 0 |  | 6 | 10 | 27.6MVA COMPLEX |  | 50 | FOR MOTORS REPAIRING
29 | 3203100037 | BEARING BALL,PN:6206,DEEP GRV | EA | DOM-S(E) | [6 empty] | 0 |  |  | 0 |  | 0 | 0 | 27.6MVA COMPLEX |  | 0 | FOR MOTORS REPAIRING
30 | 3203010068 | 6206 ZZ | EA | DOM-S(E) |  |  |  |  | 2 |  | 0 |  |  | 2 |  | 6 | 10 | 60MVA COMPLEX |  | 16 | FOR MOTORS REPAIRING | 2024-06-01
31 | 3203010188 | BEARING BALL,PN:6207 ZZ C3,DEEP GRV | EA | DOM-S(E) |  |  |  |  | 2 |  | 10 |  |  | 12 |  | 4 | 6 | 27.6MVA COMPLEX |  | 10 | FOR MOTORS REPAIRING
32 | 3203010247 | BEARING BALL,PN:6207 ZZ,DEEP GRV | EA | DOM-S(E) |  |  |  |  | 2 |  | 6 |  |  | 8 |  | 4 | 6 | 60MVA COMPLEX |  | 10 | FOR MOTORS REPAIRING | 2024-07-01
33 | 3203010143 | BEARING BALL,PN:6208 ZZ C3,W/DBL SEAL | EA | DOM-S(E) |  |  |  |  | 0 |  | 0 |  |  | 0 |  | 6 | 10 | 60/27.6MVA COMPLEX |  | 24 | FOR MOTORS REPAIRING | 2024-08-01
34 | 3203010129 | BEARING BALL,PN:6209 ZZ,DEEP GRV | EA | DOM-S(E) |  |  |  |  | 0 |  | 0 |  |  | 0 |  | 4 | 6 | 27.6MVA COMPLEX |  | 10 | FOR MOTORS REPAIRING
35 | 3203010119 | 6209 ZZ | EA | DOM-S(E) |  |  |  |  | 0 |  | 0 |  |  | 0 |  | 4 | 6 | 60 MVA COMPLEX |  | 9 | FOR MOTORS REPAIRING | 2024-09-01
36 | 3203010130 | BEARING BALL,PN:6209-ZZ-C3 | EA | DOM-S(E) |  |  |  |  | 0 |  | 3 |  |  | 0 |  | 4 | 6 | 27.6MVA COMPLEX |  | 10 | FOR MOTORS REPAIRING
37 | 3250001085 | BEARING BALL,PN:6210,DEEP GRV | EA | DOM-S(E) |  |  |  |  | 0 |  | 1 |  |  | 1 |  | 4 | 6 | 27.6MVA COMPLEX |  | 5 | FOR MOTORS REPAIRING
38 | 3203010599 | 6210 ZZ | EA | DOM-S(E) |  |  |  |  | 2 |  | 1 |  |  | 3 |  | 2 | 4 | 60 MVA COMPLEX |  | 11 | FOR MOTORS REPAIRING | 2024-10-01
39 | 3203100440 | BEARING BALL,PN:6211,DEEP GRV | EA | DOM-S(E) | [6 empty] | 3 |  |  | 3 |  | 1 | 1 | 27.6MVA COMPLEX |  | 1 | FOR MOTORS REPAIRING
40 | 3203040345 | BEARING BALL,PN:6212 ZZ | EA | DOM-S(E) |  |  |  |  | 11 |  | 0 |  |  | 11 |  | 8 | 10 | 60 MVA COMPLEX |  | 28 | FOR MOTORS REPAIRING | 2024-11-01
41 | 3203010827 | BEARING BALL,PN:6212 ZZ C3 | EA | DOM-S(E) |  |  |  |  | 0 |  | 6 |  |  | 6 |  | 4 | 6 | 27.6MVA COMPLEX |  | 20 | FOR MOTORS REPAIRING
42 | 3203010322 | 6213 ZZC3 | EA | DOM-S(E) |  |  |  |  | 0 |  | 0 |  |  | 0 |  | 4 | 6 | 60/27.6MVA COMPLEX |  | 22 | FOR MOTORS REPAIRING | 2024-12-01
43 | 3203010954 | BEARING BALL,PN:6300 ZZ | EA | DOM-S(E) | [6 empty] | 6 |  |  | 6 |  | 4 | 6 | 27.6MVA COMPLEX |  | 10 | FOR MOTORS REPAIRING
44 | 3203010032 | BEARING BALL,PN:6302-2Z,DEEP GRV | EA | DOM-S(E) | [6 empty] | 3 |  |  | 3 |  | 6 | 10 | 27.6MVA COMPLEX |  | 10 | FOR MOTORS REPAIRING
45 | 3200010122 | 6303 | EA | DOM-S(E) | [6 empty] | 5 |  |  | 5 |  | 4 | 6 | 27.6MVA COMPLEX |  | 10 | FOR MOTORS REPAIRING
46 | 3200010125 | 6218 DEEP GROVE | EA | DOM-S(E) | [6 empty] | 1 |  |  | 1 |  | 1 | 2 | 27.6MVA COMPLEX |  | 2 | FOR MOTORS REPAIRING
47 | 3203010037 | 6218 C3 | EA | DOM-S(E) |  |  |  |  | 3 |  | 1 |  |  | 4 |  | 2 | 4 | 60 MVA COMPLEX |  | 2 | FOR MOTORS REPAIRING | 15/01
48 | 3203010154 | BEARING BALL,PN:6304 ZZC3,DEEP GRV | EA | DOM-S(E) |  |  |  |  | 4 |  | 5 |  |  | 9 |  | 4 | 6 | 60/27.6MVA COMPLEX |  | 10 | FOR MOTORS REPAIRING | 16/01
49 | 3203010681 | BEARING BALL,PN:6305 ZZ,DEEP GRV | EA | DOM-S(E) |  |  |  |  | 14 |  | 7 |  |  | 21 |  | 4 | 6 | 60/27.6MVA COMPLEX |  | 20 | FOR MOTORS REPAIRING | 17/01
50 | 3203010395 | BEARING BALL,PN:6306 2Z C3 | EA | DOM-S(E) |  |  |  |  | 1 |  | 0 |  |  | 1 |  | 4 | 6 | 27.6MVA COMPLEX |  | 20 | FOR MOTORS REPAIRING
51 | 3203020007 | BEARING BALL,PN:6306,DEEP GRV | EA | DOM-S(E) |  |  |  |  | 0 |  | 0 |  |  | 0 |  | 4 | 6 | 60/27.6MVA COMPLEX |  | 15 | FOR MOTORS REPAIRING | 18/01
52 | 3203010148 | BEARING BALL,PN:6307 ZZC3,DEEP GRV | EA | DOM-S(E) |  |  |  |  | 4 |  | 6 |  |  | 10 |  | 4 | 6 | 60/27.6MVA COMPLEX |  | 15 | FOR MOTORS REPAIRING | 19/01
53 | 3250001738 | 6307 DEEP GROVE | EA | DOM-S(E) |  |  |  |  | 0 |  | 0 |  |  | 0 |  | 0 | 0 | 27.6MVA COMPLEX |  | 0 | FOR MOTORS REPAIRING
54 | 3203010693 | BEARING BALL,PN:6308 2Z C3 | EA | DOM-S(E) |  |  |  |  | 0 |  | 0 |  |  | 0 |  | 4 | 6 | 27.6MVA COMPLEX |  | 15 | FOR MOTORS REPAIRING
55 | 3203040008 | BEARING BALL,PN:6308,DEEP GRV | EA | DOM-S(E) |  |  |  |  | 1 |  | 0 |  |  | 1 |  | 4 | 6 | 60/27.6MVA COMPLEX |  | 6 | FOR MOTORS REPAIRING | 20/01
56 | 3203010462 | BEARING BALL,PN:6310 | EA | DOM-S(E) |  |  |  |  | 3 |  | 0 |  |  | 3 |  | 1 | 2 | 60/27.6MVA COMPLEX |  | 4 | FOR MOTORS REPAIRING | 22/01
57 | 3203010584 | BEARING BALL,PN:6310 ZZ,DEEP GRV | EA | DOM-S(E) | [6 empty] | 0 |  |  |  |  | 2 | 4 | 27.6MVA COMPLEX |  | 10 | FOR MOTORS REPAIRING
58 | 3250001108 | BEARING BALL,PN:6309 ZZ | EA | DOM-S(E) | [6 empty] | 0 |  |  | 0 |  | 4 | 6 | 27.6MVA COMPLEX |  | 10 | FOR MOTORS REPAIRING
59 | 3200010143 | 6310 DEEP GROVE | EA | DOM-S(E) | [6 empty] | 0 |  |  | 0 |  | 0 | 0 | 27.6MVA COMPLEX |  | 0 | FOR MOTORS REPAIRING
60 | 3203010132 | BEARING BALL,PN:6311 ZZ C3,DEEP GRV | EA | DOM-S(E) | [6 empty] | 2 |  |  | 2 |  | 2 | 4 | 27.6MVA COMPLEX |  | 4 | FOR MOTORS REPAIRING
61 | 3203010133 | BEARING BALL,PN:6312 ZZ C3,DEEP GRV | EA | DOM-S(E) | [6 empty] | 1 |  |  | 1 |  | 4 | 6 | 27.6MVA COMPLEX |  | 10 | FOR MOTORS REPAIRING
62 | 3203010119 | BEARING BALL,PN:6313 ZZ | EA | DOM-S(E) | [6 empty] | 4 |  |  | 4 |  | 4 | 6 | 27.6MVA COMPLEX |  | 10 | FOR MOTORS REPAIRING
63 | 3203010192 | BEARING BALL,PN:6314 C3,DEEP GRV | EA | DOM-S(E) | [6 empty] | 4 |  |  | 4 |  | 4 | 8 | 27.6MVA COMPLEX |  | 4 | FOR MOTORS REPAIRING
64 | 3203010134 | BEARING BALL,PN:6315 C3,DEEP GRV | EA | DOM-S(E) | [6 empty] | 4 |  |  | 4 |  | 2 | 4 | 27.6MVA COMPLEX |  | 4 | FOR MOTORS REPAIRING
65 | 3203010136 | BEARING BALL,PN:6317 C3,DEEP GRV | EA | DOM-S(E) | [6 empty] | 4 |  |  | 4 |  | 4 | 6 | 27.6MVA COMPLEX |  | 2 | FOR MOTORS REPAIRING
66 | 3203010043 | BEARING BALL,PN:6319,DEEP GRV | EA | DOM-S(E) | [6 empty] | 0 |  |  | 0 |  | 4 | 6 | 27.6MVA COMPLEX |  | 10 | FOR MOTORS REPAIRING
67 | 3203010553 | BEARING ROLLER,PN:32310,TPR,SNGL ROW | EA | DOM-S(E) | [6 empty] | 2 |  |  | 2 |  | 4 | 6 | 27.6MVA COMPLEX |  | 6 | FOR MOTORS REPAIRING
68 | 3203020031 | BEARING ROLLER,PN:NJ 310,CYL,SNGL ROW | EA | DOM-S(E) | [6 empty] | 0 |  |  | 0 |  | 4 | 6 | 27.6MVA COMPLEX |  | 6 | FOR MOTORS REPAIRING
69 | 3203020151 | BEARING BALL,PN:6228C3 | EA | DOM-S(E) | [6 empty] | 0 |  |  | 0 |  | 1 | 1 | 27.6MVA COMPLEX |  | 1 | FOR MOTORS REPAIRING
70 | 3203010709 | BEARING BALL,PN:6330,DEEP GRV | EA | DOM-S(E) | [6 empty] | 1 |  |  | 1 |  | 1 | 1 | 27.6MVA COMPLEX |  | 1 | FOR MOTORS REPAIRING
71 | 3203040202 | BEARING ROLLER,PN:2317,SPHRCL | EA | DOM-S(E) | [6 empty] | 1 |  |  | 1 |  | 2 | 4 | 27.6MVA COMPLEX |  | 6 | FOR MOTORS REPAIRING
72 | 3203100824 | BEARING ROLLER,PN:2312,C3 | [8 empty] | 2 |  |  | 2 |  | 2 | 4 | 27.6MVA COMPLEX |  | 4 | FOR MOTORS REPAIRING
73 | 3203020272 | BEARING ROLLER;PN:NJ309-ECP;CYLNDRCL | EA | DOM-S(E) | [6 empty] | 6 |  |  | 6 |  | 4 | 6 | 27.6MVA COMPLEX |  | 4 | FOR MOTORS REPAIRING
74 | 3203030060 | BEARING ROLLER,PN:NU205 ECP,CYL | EA | DOM-S(E) | [6 empty] | 8 |  |  | 8 |  | 4 | 6 | 27.6MVA COMPLEX |  | 6 | FOR MOTORS REPAIRING
75 | 3203020150 | BEARING ROLLER,PN:NU 228 | EA | DOM-S(E) | [6 empty] | 0 |  |  | 0 |  | 1 | 1 | 27.6MVA COMPLEX |  | 1 | FOR MOTORS REPAIRING
76 | 3203010370 | BEARING ROLLER,PN:NU 324,CYL,SNGL ROW | EA | DOM-S(E) | [6 empty] | 0 |  |  | 0 |  | 1 | 1 | 27.6MVA COMPLEX |  | 1 | FOR MOTORS REPAIRING
77 | 3203100192 | 6215 ZZ | EA | DOM-S(E) |  |  |  |  | 3 |  |  |  |  | 3 |  | 2 | 4 | 60 MVA COMPLEX |  | 0 | FOR MOTORS REPAIRING | 13/01
78 | 3203010600 | 6216 C3 | EA | DOM-S(E) |  |  |  |  | 2 |  |  |  |  | 2 |  | 2 | 4 | 60 MVA COMPLEX |  | 0 | FOR MOTORS REPAIRING | 14/01
79 | 3203010131 | 6319C3 | EA | DOM-S(E) |  |  |  |  | 1 | [8 empty] | 61 MVA COMPLEX |  |  | FOR MOTORS REPAIRING | 31/01
80 | 3203010073 | 6309 ZZ | EA | DOM-S(E) |  |  |  |  | 0 |  |  |  |  | 0 |  | 2 | 4 | 60 MVA COMPLEX |  | 7 | FOR MOTORS REPAIRING | 21/01
81 | 3203010132 | 6311 ZZ | EA | DOM-S(E) |  |  |  |  | 6 |  |  |  |  | 6 |  | 2 | 4 | 60 MVA COMPLEX |  | 0 | FOR MOTORS REPAIRING | 23/01
82 | 3203100509 | 6315 C3 | EA | DOM-S(E) |  |  |  |  | 2 |  |  |  |  | 2 |  | 2 | 4 | 60 MVA COMPLEX |  | 0 | FOR MOTORS REPAIRING | 27/01
83 | 3203010135 3203020093 | 6316 ZZ | EA | DOM-S(E) |  |  |  |  | 8 |  |  |  |  | 8 |  | 2 | 4 | 60 MVA COMPLEX |  | 0 | FOR MOTORS REPAIRING | 28/01
84 | 3203010146 | 6318 C3 | EA | DOM-S(E) |  |  |  |  | 4 |  |  |  |  | 4 |  | 2 | 4 | 60 MVA COMPLEX |  | 0 | FOR MOTORS REPAIRING | 30/01
85 | 3201030476 | 6321 C3 | EA | DOM-S(E) |  |  |  |  | 2 |  |  |  |  | 2 |  | 2 | 2 | 60 MVA COMPLEX |  | 0 | FOR MOTORS REPAIRING | 33/03
86 | 3203010893 | 6324 C3 | EA | DOM-S(E) |  |  |  |  | 0 |  |  |  |  | 0 |  | 1 | 1 | 60 MVA COMPLEX |  | 0 | FOR MOTORS REPAIRING | 34/03
87 | 3203010893 | 6324 -M -J200AA - C3 | EA | DOM-S(E) |  |  |  |  | 1 |  |  |  |  | 1 |  | 1 | 1 | 60 MVA COMPLEX |  | 0 | FOR MOTORS REPAIRING | 35/03
88 | 3203010892 | 6330 - C3 | EA | DOM-S(E) |  |  |  |  | 1 |  |  |  |  | 1 |  | 1 | 1 | 60 MVA COMPLEX |  | 0 | FOR MOTORS REPAIRING | 36/03
89 | 3203010778 | 6322 C3 | EA | DOM-S(E) |  |  |  |  | 4 |  |  |  |  | 4 |  | 2 | 4 | 60 MVA COMPLEX |  | 0 | FOR MOTORS REPAIRING | 37/03
90 | 3203010850 3203010059 | 6217 C3 | EA | DOM-S(E) |  |  |  |  | 0 |  |  |  |  | 0 |  | 2 | 2 | 60 MVA COMPLEX |  | 0 | FOR MOTORS REPAIRING | 38/03
91 | 3203011397 | BEARING BALL;PN:7308-B-JP;ANGLR CNTCT | EA | DOM-S(E) |  |  |  |  | 9 |  |  |  |  | 9 |  | 2 | 4 | 60 MVA COMPLEX |  | 0 | FOR MOTORS REPAIRING | 39/03
92 | 3203020012 | 608ZZ | EA | DOM-S(E) |  |  |  |  | 2 |  |  |  |  | 2 |  | 2 | 4 | 60 MVA COMPLEX |  | 0 | FOR MOTORS REPAIRING | 43/03
93 | 3203011397 | 7308BWG | EA | DOM-S(E) |  |  |  |  | 0 |  |  |  |  | 0 |  | 2 | 4 | 60 MVA COMPLEX |  | 0 | FOR MOTORS REPAIRING | 49/03
94 | 3203010026 | BEARING BALL,PN:7311,ANG CNTCT,SNGL ROW | EA | DOM-S(E) |  |  |  |  | 4 |  |  |  |  | 4 |  | 2 | 4 | 60 MVA COMPLEX |  | 0 | FOR MOTORS REPAIRING | 19/05
95 | 3203011099 | NJ 2205 | EA | DOM-S(E) |  |  |  |  | 2 |  |  |  |  | 2 |  | 2 | 4 | 60 MVA COMPLEX |  | 0 | FOR MOTORS REPAIRING | 2024-02-05
96 | 3203020203 | NU 206 | EA | DOM-S(E) |  |  |  |  | 2 |  |  |  |  | 2 |  | 2 | 4 | 60 MVA COMPLEX |  | 0 | FOR MOTORS REPAIRING | 2024-03-05
97 | 3204020020 | NJ 406 - MIA - C4 | EA | DOM-S(E) |  |  |  |  | 5 |  |  |  |  | 5 |  | 2 | 4 | 60 MVA COMPLEX |  | 4 | FOR MOTORS REPAIRING | 2024-05-05
98 | 3203010943 | 6406 C 3 | EA | DOM-S(E) |  |  |  |  | 2 |  |  |  |  | 2 |  | 2 | 4 | 60 MVA COMPLEX |  | 0 | FOR MOTORS REPAIRING | 2024-06-05
99 | 3203010155 | 7309 B-JP-UA | EA | DOM-S(E) |  |  |  |  | 0 |  |  |  |  | 0 |  | 2 | 4 | 60 MVA COMPLEX |  | 0 | FOR MOTORS REPAIRING | 2024-07-05
100 | 3203080000 | 3206 - BD - TVH - L205 | EA | DOM-S(E) |  |  |  |  | 0 |  |  |  |  | 0 |  | 2 | 2 | 60 MVA COMPLEX |  | 0 | FOR MOTORS REPAIRING | 2024-08-05
101 | 3201030287 | 7308 - BJP | EA | DOM-S(E) |  |  |  |  | 0 |  |  |  |  | 0 |  | 2 | 4 | 60 MVA COMPLEX |  | 0 | FOR MOTORS REPAIRING | 2024-09-05
102 | 3203030057 | NJ 313 C4 | EA | DOM-S(E) |  |  |  |  | 6 |  |  |  |  | 6 |  | 2 | 4 | 60 MVA COMPLEX |  | 2 | FOR MOTORS REPAIRING | 2024-10-05
103 | 3201030249 | NU 218 EMI C3 | EA | DOM-S(E) |  |  |  |  | 0 |  |  |  |  | 0 |  | 2 | 2 | 60 MVA COMPLEX |  | 0 | FOR MOTORS REPAIRING | 2024-11-05
104 | 3203010022 | NU 324 EC | EA | DOM-S(E) |  |  |  |  | 1 |  |  |  |  | 1 |  | 2 | 2 | 60 MVA COMPLEX |  | 0 | FOR MOTORS REPAIRING | 2024-12-05
105 | 3200010137 | NJ 2306 EM | EA | DOM-S(E) |  |  |  |  | 0 |  |  |  |  | 0 |  | 2 | 4 | 60 MVA COMPLEX |  | 2 | FOR MOTORS REPAIRING | 13/05
106 | 3203020231 | 7311 B | EA | DOM-S(E) |  |  |  |  | 4 |  |  |  |  | 4 |  | 2 | 4 | 60 MVA COMPLEX |  | 0 | FOR MOTORS REPAIRING | 15/05
107 | 3203020208 | NU 208 | EA | DOM-S(E) |  |  |  |  | 3 |  |  |  |  | 3 |  | 2 | 4 | 60 MVA COMPLEX |  | 0 | FOR MOTORS REPAIRING | 18/05
108 | 3203010026 | 7311 B - JP | EA | DOM-S(E) |  |  |  |  | 4 |  |  |  |  | 4 |  | 2 | 4 | 60 MVA COMPLEX |  | 0 | FOR MOTORS REPAIRING | 19/05
109 | 3203010491 | 7312 B | EA | DOM-S(E) |  |  |  |  | 4 |  |  |  |  | 4 |  | 2 | 4 | 60 MVA COMPLEX |  | 0 | FOR MOTORS REPAIRING | 20/05
110 | 3203040482 | NJ 2305 E TVP | EA | DOM-S(E) |  |  |  |  | 1 |  |  |  |  | 1 |  | 2 | 4 | 60 MVA COMPLEX |  | 0 | FOR MOTORS REPAIRING | 21/05
111 | 2303010143 | NU 222 CE | EA | DOM-S(E) |  |  |  |  | 0 |  |  |  |  | 0 |  | 2 | 2 | 60 MVA COMPLEX |  | 0 | FOR MOTORS REPAIRING | 23/05
112 | 3203010034 | NU 321 E. CJ | EA | DOM-S(E) |  |  |  |  | 2 |  |  |  |  | 2 |  | 2 | 2 | 60 MVA COMPLEX |  | 0 | FOR MOTORS REPAIRING | 24/05
113 | 3203020062 | NJ 2317 - EMA - C3 | EA | DOM-S(E) |  |  |  |  | 0 |  |  |  |  | 0 |  | 2 | 4 | 60 MVA COMPLEX |  | 2 | FOR MOTORS REPAIRING | 26/05
114 | 3203010920 | NU 317 E-XL-MI | EA | DOM-S(E) |  |  |  |  | 4 |  |  |  |  | 4 |  | 2 | 4 | 60 MVA COMPLEX |  | 0 | FOR MOTORS REPAIRING | 27/05
115 | 3204020002 | NU 319 E . M1 . C3 | EA | DOM-S(E) |  |  |  |  | 0 |  |  |  |  | 0 |  | 2 | 2 | 60 MVA COMPLEX |  | 0 | FOR MOTORS REPAIRING | 29/05
116 | 3203010370 | NU 324 E MI C3 | EA | DOM-S(E) |  |  |  |  | 1 |  |  |  |  | 1 |  | 2 | 2 | 60 MVA COMPLEX |  | 0 | FOR MOTORS REPAIRING | 30/05
117 | 3203010374 | NU 319 E MA C3 (TIMKEN) | EA | DOM-S(E) |  |  |  |  | 5 |  |  |  |  | 5 |  | 2 | 4 | 60 MVA COMPLEX |  | 0 | FOR MOTORS REPAIRING | 31/05
118 | 3203010491 | NTN 7312 B. BJ-P | EA | DOM-S(E) |  |  |  |  | 0 |  |  |  |  | 0 |  | 2 | 4 | 60 MVA COMPLEX |  | 0 | FOR MOTORS REPAIRING | 35/07
119 | 3203040051 3203060032 | NJ 305 E | EA | DOM-S(E) |  |  |  |  | 0 |  |  |  |  | 0 |  | 2 | 4 | 27.6MVA COMPLEX |  | 0 | FOR MOTORS REPAIRING | 36/07
120 | 3203011297 | NU 317 E. M1. C3 | EA | DOM-S(E) |  |  |  |  | 4 |  |  |  |  | 4 |  | 2 | 4 | 60 MVA COMPLEX |  | 0 | FOR MOTORS REPAIRING
121 | 3204010068 | NU310 EJP1 | EA | DOM-S(E) |  |  |  |  | 2 |  |  |  |  | 2 |  | 2 | 2 | 60 MVA COMPLEX |  | 2 | FOR MOTORS REPAIRING | 37/07
122 | 3203020022 | BEARING ROLLER,PN:NU 321,CYL,SNGL ROW | EA | DOM-S(E) |  |  |  |  | 2 |  |  |  |  | 2 |  | 2 | 4 | 60 MVA COMPLEX |  | 0 | FOR MOTORS REPAIRING | 24/05
123 | 4504020176 | BREATHER 2MVA X'MER | EA | DOM-S(E) | [6 empty] | 1 |  |  | 1 |  | 2 | 3 | PCC-1 2MVA X'MER |  | 2
124 | 3301060015 | BELT V,M:SPB3350PB | EA | DOM-S(E) | [6 empty] | 0 |  |  | 0 |  | 3 | 6 | HT ROOM VENTILATION |  | 6
125 | 3301070008 | BELT V,M:SPC3550PB | EA | DOM-S(E) | [6 empty] | 0 |  |  | 0 |  | 3 | 6 | 6.6KV SS VENTILATION |  | 6
126 | 6508990002 | BIT TWIST,10MM,DRL | EA | DOM-S(E) | [6 empty] | 2 |  |  | 2 |  | 3 | 5 | 27.6MVA COMPLEX GENERAL MAINTENANCE |  | 10
127 | 6508010015 | BIT TWIST,10MM,HSS,DRL,STRGHT SHNK | EA | DOM-S(E) |  |  |  |  | 1 |  | 2 |  |  | 3 |  | 3 | 5 | GENERAL MAINTENANCE |  | 10
128 | 6527991818 | BIT TWIST,16MM,DRL | EA | DOM-S(E) | [6 empty] | 2 |  |  | 2 |  | 2 | 4 | 27.6MVA COMPLEX GENERAL MAINTENANCE |  | 6
129 | 6508010011 | BIT TWIST,6MM,HSS,DRL,STRGHT SHNK | EA | DOM-S(E) |  |  |  |  | 3 |  | 1 |  |  | 4 |  | 3 | 5 | GENERAL MAINTENANCE |  | 10
130 | 6508990063 | BIT TWIST,8MM,DRL | EA | DOM-S(E) | [6 empty] | 2 |  |  | 2 |  | 3 | 5 | 27.6MVA COMPLEX GENERAL MAINTENANCE |  | 10
131 | 6505060026 | BIT MSNRY,10MM,DRL,HAMMER | EA | DOM-S(E) | [6 empty] | 2 |  |  | 2 |  | 3 | 5 | 27.6MVA COMPLEX GENERAL MAINTENANCE |  | 10
132 | 6505060050 | BIT MSNRY,12X210MM,HAMMER DRL | EA | DOM-S(E) | [6 empty] | 3 |  |  | 3 |  | 3 | 5 | 27.6MVA COMPLEX GENERAL MAINTENANCE |  | 10
133 | 6508990598 | BIT MSNRY,16MM,HAMMER DRL | EA | DOM-S(E) | [6 empty] | 3 |  |  | 3 |  | 2 | 4 | 27.6MVA COMPLEX GENERAL MAINTENANCE |  | 6
134 | 6527990001 | BIT MSNRY,4MM,DRL,HAMMER | EA | DOM-S(E) | [6 empty] | 4 |  |  | 4 |  | 5 | 8 | 27.6MVA COMPLEX GENERAL MAINTENANCE |  | 15
135 | 6505060028 | BIT MSNRY,6MM,DRL,HAMMER | EA | DOM-S(E) | [6 empty] | 4 |  |  | 4 |  | 5 | 8 | 27.6MVA COMPLEX GENERAL MAINTENANCE |  | 15
136 | 6505060025 | BIT MSNRY,8MM,DRL,HAMMER | EA | DOM-S(E) | [6 empty] | 4 |  |  | 4 |  | 5 | 8 | 27.6MVA COMPLEX GENERAL MAINTENANCE |  | 10
137 | 4402010057 | BLOCK CNTCT,M:3RV2901-1A,AUX,1NO+1NC | EA | DOM-S(E) | [6 empty] | 1 |  |  | 1 |  | 6 | 10 | 27.6MVA FURNACE |  | 10
138 | 4402010003 | BLOCK CNTCT,M:3TX4001-2A,AUX,ADD-ON,NC | EA | DOM-S(E) |  |  |  |  | 293 |  | 35 |  |  | 328 |  | 50 | 100 | 27.6MVA FURNACE |  | 100
139 | 4402010001 | BLOCK CNTCT,M:3TX4010-2A,AUX,1NO | EA | DOM-S(E) |  |  |  |  | 0 |  | 30 |  |  | 30 |  | 50 | 100 | 27.6MVA FURNACE |  | 200
140 | 4402010066 | BLOCK CNTCT,M:GVAE11,1NO-1NC | EA | DOM-S(E) | [6 empty] | 6 |  |  | 6 |  | 4 | 10 | 27.6MVA FURNACE |  | 20
141 | 4406010101 | BLOCK CNTCT,M:SK-11,AUX | EA | DOM-S(E) | [6 empty] | 8 |  |  | 8 |  | 6 | 10 | 27.6MVA FURNACE |  | 20
142 | 4860090165 | BLOCK CNTCT,M:ZBE-101N,1NO | EA | DOM-S(E) | [6 empty] | 2 |  |  | 2 |  | 4 | 10 | 27.6MVA FURNACE |  | 20
143 | 4827010002 | BLOCK TRMNL,M:CBT250,DINRAIL MNTD | EA | DOM-S(E) |  |  |  |  | 133 |  | 10 |  |  | 143 |  | 30 | 50 | 27.6MVA FURNACE |  | 500
144 | 4814010022 | BLOCK TRMNL,F/FRAME 250S MOTOR | EA | DOM-S(E) | [6 empty] | 2 |  |  | 2 |  | 4 | 6 | 27.6MVA FURNACE |  | 20 | MOTOR REPAIRING
145 | 4502020243 | BLOCK TRMNL,F/MOTOR,FR:280S/SCIM | EA | DOM-S(E) | [6 empty] | 2 |  |  | 2 |  | 4 | 6 | 27.6MVA FURNACE |  | 15 | MOTOR REPAIRING
146 | 4501020024 | BLOCK TRMNL,F/MOTOR,FRAME SIZE 100 | EA | DOM-S(E) | [6 empty] | 1 |  |  | 1 |  | 4 | 6 | 27.6MVA FURNACE |  | 20 | MOTOR REPAIRING
147 | 4501020025 | BLOCK TRMNL,F/MOTOR,FRAME SIZE 112 | EA | DOM-S(E) | [6 empty] | 2 |  |  | 2 |  | 4 | 6 | 27.6MVA FURNACE |  | 20 | MOTOR REPAIRING
148 | 4501020026 | BLOCK TRMNL,F/MOTOR,FRAME SIZE 132 | EA | DOM-S(E) | [6 empty] | 1 |  |  | 1 |  | 4 | 6 | 27.6MVA FURNACE |  | 20 | MOTOR REPAIRING
149 | 4501020027 | BLOCK TRMNL,F/MOTOR,FRAME SIZE 180 | EA | DOM-S(E) | [6 empty] | 1 |  |  | 1 |  | 4 | 6 | 27.6MVA FURNACE |  | 15 | MOTOR REPAIRING
150 | 4501020029 | BLOCK TRMNL,F/MOTOR,FRAME SIZE 225 | EA | DOM-S(E) | [6 empty] | 2 |  |  | 2 |  | 4 | 6 | 27.6MVA FURNACE |  | 15 | MOTOR REPAIRING
151 | 5201010394 | BOLT ANCHOR,M16X150MM | EA | DOM-S(E) | [6 empty] | 10 |  |  | 10 |  | 20 | 30 | 27.6MVA FURNACE GENERAL MAINTENANCE |  | 100
152 | 5210990191 | BOLT ANCHOR;MEDIUM DUTY,M12,100MM,HEX,CS | EA | DOM-S(E) |  |  |  |  | 150 |  | 10 |  |  | 160 |  | 40 | 60 | 27.6MVA FURNACE GENERAL MAINTENANCE |  | 200
153 | 5210990190 | BOLT ANCHOR;MEDIUM DUTY,M8,HEX,50MM,CS | EA | DOM-S(E) |  |  |  |  | 150 |  | 20 |  |  | 170 |  | 50 | 70 | 27.6MVA FURNACE GENERAL MAINTENANCE |  | 200
154 | 5208990057 | BOLT M/C,10X60MM,MTRC CRS,HEX HD | EA | DOM-S(E) | [6 empty] | 10 |  |  | 10 |  | 50 | 100 | 27.6MVA FURNACE GENERAL MAINTENANCE |  | 100
155 | 5208020121 | BOLT M/C,M10X25MM,HTS,HEX HD FT | EA | DOM-S(E) | [6 empty] | 60 |  |  | 60 |  | 50 | 100 | 27.6MVA FURNACE GENERAL MAINTENANCE |  | 200
156 | 5208020065 | BOLT M/C,M10X30MM,HTS,HEX HD FT | EA | DOM-S(E) | [6 empty] | 30 |  |  | 30 |  | 50 | 100 | 27.6MVA FURNACE GENERAL MAINTENANCE |  | 200
157 | 5208020069 | BOLT M/C,M10X35MM,HTS,HEX HD FT | EA | DOM-S(E) | [6 empty] | 25 |  |  | 25 |  | 50 | 100 | 27.6MVA FURNACE GENERAL MAINTENANCE |  | 200
158 | 5208020349 | BOLT M/C,M10X40MM,HTS,HEX HD FT | EA | DOM-S(E) | [6 empty] | 0 |  |  | 0 |  | 50 | 100 | 27.6MVA FURNACE GENERAL MAINTENANCE |  | 200
159 | 5208990034 | BOLT M/C,M10X50MM,MTRC CRS,HEX HD | EA | DOM-S(E) | [6 empty] | 35 |  |  | 35 |  | 50 | 100 | 27.6MVA FURNACE GENERAL MAINTENANCE |  | 200
160 | 5208030083 | BOLT M/C,M10X60MM,MS,HEX HD,FT,MTRC CRS | KG | DOM-S(E) | [6 empty] | 1.5 |  |  | 1.5 |  | 2 | 4 | 27.6MVA FURNACE GENERAL MAINTENANCE |  | 10
161 | 5208020063 | BOLT M/C,M12X30MM,HTS,HEX HD FT | EA | DOM-S(E) | [6 empty] | 50 |  |  | 50 |  | 50 | 100 | 27.6MVA FURNACE GENERAL MAINTENANCE |  | 100
162 | 5208020081 | BOLT M/C,M12X40MM,HTS,HEX HD,FT | EA | DOM-S(E) | [6 empty] | 30 |  |  | 30 |  | 50 | 100 | 27.6MVA FURNACE GENERAL MAINTENANCE |  | 200
163 | 5208020347 | BOLT M/C,M12X50MM,HTS,HEX HD FT | EA | DOM-S(E) | [6 empty] | 20 |  |  | 20 |  | 50 | 100 | 27.6MVA FURNACE GENERAL MAINTENANCE |  | 100
164 | 5208020071 | BOLT M/C,M12X60MM,HTS,HEX HD,FT | EA | DOM-S(E) | [6 empty] | 20 |  |  | 20 |  | 50 | 100 | 27.6MVA FURNACE GENERAL MAINTENANCE |  | 100
165 | 5208050064 | BOLT M/C,M12X60MM,SS 304,HEX HD | EA | DOM-S(E) | [6 empty] | 0 |  |  | 0 |  | 50 | 100 | 27.6MVA FURNACE GENERAL MAINTENANCE |  | 100
166 | 5208020133 | BOLT M/C,M16X30MM,HTS,HEX HD,FT | EA | DOM-S(E) | [6 empty] | 10 |  |  | 10 |  | 20 | 30 | 27.6MVA FURNACE GENERAL MAINTENANCE |  | 15
167 | 5208050014 | BOLT M/C,M16X80MM,SS 304,HEX HD | EA | DOM-S(E) | [6 empty] | 10 |  |  | 10 |  | 20 | 30 | 27.6MVA FURNACE GENERAL MAINTENANCE |  | 20
168 | 5208030151 | BOLT M/C,M6X80MM,SS,HEX,FT | EA | DOM-S(E) | [6 empty] | 10 |  |  | 10 |  | 20 | 30 | 27.6MVA FURNACE GENERAL MAINTENANCE |  | 100
169 | 5208020064 | BOLT M/C,M8X50MM,HTS,HEX HD,HT,MTRC CRS | EA | DOM-S(E) | [6 empty] | 4 |  |  | 4 |  | 50 | 100 | 27.6MVA FURNACE GENERAL MAINTENANCE |  | 100
170 | 5201010349 | BOLT,ALLEN,M30X180MM,HTS | EA | DOM-S(E) | [6 empty] | 25 |  |  | 25 |  | 10 | 15 | 27.6MVA FURNACE GENERAL MAINTENANCE |  | 100
171 | 4501030038 | BRUSH CARBON,40X40X20MM | EA | DOM-S(E) | [6 empty] | 4 |  |  | 4 |  | 6 | 10 | 40T CRANE |  | 10 | 51 KW MOTOR MAIN HOIST
172 | 4504020181 | BRUSH CARBON,SIZE:32X20X16MM | EA | DOM-S(E) | [6 empty] | 11 |  |  | 11 |  | 6 | 10 | 40T CRANE |  | 10 | 26 KW MOTOR AUX.HOIST
173 | 4860991961 | BUSHING,M:1250A,A:1VYN402301-EP,TOP | EA | DOM-S(E) | [6 empty] | 1 |  |  | 1 |  | 1 | 1 | SAF-3,4&5 HT ROOM SWITCHBOARD |  | 1
174 | 4860991962 | BUSHING,M:1250A,A:1VYN402301-ER,TOP | EA | DOM-S(E) | [6 empty] | 1 |  |  | 1 |  | 1 | 1 | SAF-3,4&5 HT ROOM SWITCHBOARD |  | 1
175 | 4860991963 | BUSHING,M:1250A,A:1VYN402301-ES,TOP | EA | DOM-S(E) | [6 empty] | 1 |  |  | 1 |  | 1 | 1 | SAF-3,4&5 HT ROOM SWITCHBOARD |  | 1
176 | 4404010039 | BUTTON,PUSH,EMERGENCY STOP | EA | DOM-S(E) |  |  |  |  | 60 |  | 5 |  |  | 65 |  | 50 | 100 | 27.6MVA FURNACE DEDUSTING,RMHS |  | 200
177 | 4601990136 | CABLE 0.5X4PAIR | M | DOM-S(E) | [6 empty] | 0 |  |  | 0 |  | 300 | 500 | 27.6MVA COMPLEX & 60MVA COMPLEX |  | AS PER REQUIREMENT
178 | 4601010504 | CABLE INSTRMNT;LDCL,0.75MM,6C,ANNEALED | M | DOM-S(E) | [6 empty] | 254 |  |  | 254 |  | 200 | 500 | 27.6MVA COMPLEX & 60MVA COMPLEX | By Jan'24 |  | loadcell cable
179 | 4601010461 | CABLE 1X24C CU | M | DOM-S(E) | [6 empty] | 0 |  |  | 0 |  | 500 | 1000 | 27.6MVA COMPLEX & 60MVA COMPLEX
180 | 4601010072 | CABLE 1X1 PAIR | M | DOM-S(E) | [6 empty] | 0 |  |  | 0 |  | 300 | 500 | 27.6MVA COMPLEX & 60MVA COMPLEX
181 | 4601010073 | CABLE 1x2 PAIR | M | DOM-S(E) | [6 empty] | 0 |  |  | 0 |  | 300 | 500 | 27.6MVA COMPLEX & 60MVA COMPLEX
182 | 4601010074 | CABLE 1X4 PAIR | M | DOM-S(E) | [6 empty] | 18 |  |  | 18 |  | 300 | 500 | 27.6MVA COMPLEX & 60MVA COMPLEX
183 | 4601010075 | CABLE 1X8 PAIR | M | DOM-S(E) | [6 empty] | 80 |  |  | 80 |  | 500 | 1000 | 27.6MVA COMPLEX & 60MVA COMPLEX
184 | 4601010091 | CABLE 1x12PAIR | M | DOM-S(E) | [6 empty] | 0 |  |  | 0 |  | 500 | 1000 | 27.6MVA COMPLEX & 60MVA COMPLEX
185 | 4601010067 | CABLE 1.5X5C ARMERED CU | M | DOM-S(E) | [6 empty] | 0 |  |  | 0 |  | 300 | 500 | 27.6MVA COMPLEX & 60MVA COMPLEX
186 | 4601010068 | CABLE 1.5x10C ARMERED CU | M | DOM-S(E) | [6 empty] | 0 |  |  | 0 |  | 200 | 300 | 27.6MVA COMPLEX & 60MVA COMPLEX
187 | 4601010060 | CABLE 1.5X12C ARMERED CU | M | DOM-S(E) | [6 empty] | 40 |  |  | 40 |  | 300 | 500 | 27.6MVA COMPLEX & 60MVA COMPLEX
188 | 4601010064 | CABLE 1.5X16C ARMERED CU | M | DOM-S(E) | [6 empty] | 100 |  |  | 100 |  | 300 | 500 | 27.6MVA COMPLEX & 60MVA COMPLEX
189 | 4601010454 | CABLE 1x24PAIR CU | M | DOM-S(E) | [6 empty] | 250 |  |  | 250 |  | 300 | 500 | 27.6MVA COMPLEX & 60MVA COMPLEX
190 | 4601990370 | CABLE 2.5x12C CU TRS | M | DOM-S(E) | [6 empty] | 0 |  |  | 0 |  | 200 | 300 | 27.6MVA COMPLEX & 60MVA COMPLEX
191 | 4601020175 | CABLE 25X3C CU FLEXIBLE | M | DOM-S(E) | [6 empty] | 0 |  |  | 0 |  | 50 | 100 | 27.6MVA COMPLEX & 60MVA COMPLEX
192 | 4601010099 | CABLE,2.5MM2,4C,CU,ARMRD | M | DOM-S(E) | [6 empty] | 374 |  |  | 124
193 | 4601010055 | CABLE 10X4C ARMERED AL | M | DOM-S(E) | [6 empty] | 0 |  |  | 0 |  | 300 | 500 | 27.6MVA COMPLEX & 60MVA COMPLEX
194 | 4601020068 | CABLE 25X1C FLEXIBLE CU | M | DOM-S(E) | [6 empty] | 70 |  |  | 70 |  | 100 | 200 | 27.6MVA COMPLEX & 60MVA COMPLEX
195 | 4601020136 | CABLE 70X1C FLEXIBLE CU | M | DOM-S(E) | [6 empty] | 0 |  |  | 0 |  | 50 | 100 | 27.6MVA COMPLEX & 60MVA COMPLEX
196 | 4601010040 | CABLE 1CX95 AL | M | DOM-S(E) | [6 empty] | 80 |  |  | 80 |  | 300 | 500 | 27.6MVA COMPLEX & 60MVA COMPLEX
197 |  | CABLE 3CX150 AL | M | DOM-S(E) | [6 empty] | 38 |  |  |  |  | 300 | 500 | 27.6MVA COMPLEX & 60MVA COMPLEX
198 | 4601990595 | CABLE 150X1C FLEXIBLE CU | M | DOM-S(E) | [6 empty] | 0 |  |  | 8 |  | 50 | 100 | 27.6MVA COMPLEX & 60MVA COMPLEX
199 | 4601010140 | CABLE 185X3C ARMERED AL 6.6KV | M | DOM-S(E) | [6 empty] | 296 |  |  | 296 |  | 500 | 1000 | 27.6MVA COMPLEX & 60MVA COMPLEX
200 | 4601990547 | CABLE 300X3.5C ARMERED AL 1.1KV | M | DOM-S(E) | [6 empty] | 76 |  |  | 76 |  | 500 | 1000 | 27.6MVA COMPLEX & 60MVA COMPLEX
201 | 4601010458 | CABLE 300X3C ARMERED AL | M | DOM-S(E) | [6 empty] | 696 |  |  | 696 |  | 500 | 1000 | 27.6MVA COMPLEX & 60MVA COMPLEX
202 |  | CABLE 195X3C ARMERED AL | [8 empty] | 356 |  |  |  |  | 300 | 500 | 27.6MVA COMPLEX & 60MVA COMPLEX
203 | 4601020112 | CABLE 1CX16 SQMM CU FLEXIBLE | M | DOM-S(E) | [6 empty] | 0 |  |  | 0 |  | 50 | 100 | 27.6MVA COMPLEX & 60MVA COMPLEX |  | 50
204 | 4601020206 | CABLE,7 CX1.5MM2,CU SHIELDED | M | DOM-S(E) | [6 empty] | 250 |  |  | 227 |  | 200 | 300 | 27.6MVA COMPLEX & 60MVA COMPLEX |  | 1000 | 660 METER CABLE USE FOR FDC LCS ON DATE-03.12.2023
205 | 4601010139 | CABLE 1CX 630 SQMM ALUMINIUM | M | DOM-S(E) | [6 empty] | 45 |  |  | 45 |  | 500 | 1000 | 27.6MVA COMPLEX & 60MVA COMPLEX
206 | 4601990263 | CABLE FO,9/125MICRON,6C,SM | M | DOM-S(E) | [6 empty] | 2700 |  |  | 2700 |  | 500 | 1000 | 27.6MVA COMPLEX & 60MVA COMPLEX CCTV
207 | 4601990373 | CAT-6 COMMUNICATION CABLE | M | DOM-S(E) | [6 empty] | 170 |  |  | 170 |  | 200 | 500 | 27.6MVA COMPLEX & 60MVA COMPLEX CCTV
208 | 4601060203 | CABLE 25 X4C EPR | M | DOM-S(E) | [6 empty] | 390 |  |  | 390 |  | 300 | 500 | 60T CRANE
209 | 4601990732 | CABLE 50x4C CU TRS | M | DOM-S(E) | [6 empty] | 300 |  |  | 300 |  | 300 | 500 | 60T CRANE
210 | 4601010022 | CABLE 50x3.5C AL | M | DOM-S(E) | [6 empty] | 140 |  |  | 140 |  | 300 | 500 | 27.6MVA COMPLEX & 60MVA COMPLEX |  |  | 130METER CABLE TAKEN BY 33KV SS ON DATE-10.12.2023
211 | 4601060202 | CABLE 4CX4SQMM EPR | M | DOM-S(E) | [6 empty] | 125 |  |  | 125 |  | 100 | 200 | RMHS
212 | 4601010177 | CABLE 4CX4SQMM CU ARM | M | DOM-S(E) | [6 empty] | 14 |  |  | 187 |  | 300 | 500 | 27.6MVA COMPLEX & 60MVA COMPLEX
213 | 4601060052 | CABLE 3cx240 sq mm | M | DOM-S(E) | [6 empty] | 60 |  |  | 60 |  | 500 | 1000 | 27.6MVA COMPLEX & 60MVA COMPLEX
214 |  | CABLE 3cx150 AL |  | DOM-S(E) | [6 empty] | 38 |  |  | 38 |  | 200 | 500 | 27.6MVA COMPLEX & 60MVA COMPLEX
215 | 4601990176 | CABLE 3.5x240 AL | M | DOM-S(E) | [6 empty] | 1568 |  |  | 1568 |  | 500 | 1000 | 27.6MVA COMPLEX & 60MVA COMPLEX
216 |  | CABLE 3.5CX 300 SQMM UARM | M | DOM-S(E) | [6 empty] | 54 | [6 empty] | PELLET PLANT |  |  | PELLET PLANT
217 |  | CABLE 4CX6Sqmm, Uarm | M | DOM-S(E) | [6 empty] | 500 | [6 empty] | PELLET PLANT |  |  | PELLET PLANT
218 |  | CABLE 3CX300 Uarm | M | DOM-S(E) | [6 empty] | 384+364 | [6 empty] | PELLET PLANT |  |  | PELLET PLANT
219 |  | CABLE 3cx300 ARM ,6.6KV | M | DOM-S(E) | [6 empty] | 121 | [6 empty] | PELLET PLANT |  |  | PELLET PLANT
220 | 4499990444 | CAPACITOR BANK,270KVAR,12.124KV,1PH,50HZ | EA | [6 empty] | 16 | 3 |  |  | 19 |  | 12 | 20 | CAPACITOR BANK 27.6MVA COMPLEX |  | 20
221 | 4203010068 | CARD ELEC,M:69-00118,CNTRL,HBL | EA | [7 empty] | 1 |  |  | 1 |  | 1 | 1 | BATTERY CHARGER 220V DC |  | 1
222 | 4203010300 | CARD ELEC,M:69-00141/220VDC,AUXILARY,HBL | EA | [7 empty] | 1 |  |  | 1 |  | 1 | 1 | BATTERY CHARGER 220V DC |  | 1
223 | 4303010069 | CARD ELEC,M:69-00319,FIRING,HBL | EA | [7 empty] | 2 |  |  | 2 |  | 2 | 2 | BATTERY CHARGER 220V DC |  | 1
224 | 4303010070 | CARD ELEC,PN:69-00003/220VDC,RCTFR,HBL | EA | [7 empty] | 2 |  |  | 2 |  | 2 | 2 | BATTERY CHARGER 220V DC |  | 2
225 | 4203010277 | CARD ELEC,PN:69-00120,PWR SUPPLY | EA | [7 empty] | 1 |  |  | 1 |  | 1 | 1 | BATTERY CHARGER 220V DC |  | 2
226 | 4203010278 | CARD ELEC,PN:69-00140,PULSE TRANS | EA | [7 empty] | 4 |  |  | 4 |  | 3 | 5 | BATTERY CHARGER 220V DC |  | 4
227 | 4405990009 | CB,HPA,POLE,33KV,1250A | EA | CRITICAL |  |  |  | 4 |  |  | 2 |  |  | 6 |  | 5 | 10 | 1250A SF6 BREAKER |  | 6 |  | 38/63
228 | 4503060083 | CHANGER,E:MI351-72.5/B-12.23.3W,ONLD TAP | EA | INS-SPARE | [5 empty] | 1 |  |  |  | 1 |  | 1 | 1 | FURNACE X'MER |  | 1
229 | 4855010038 | CHANNEL,DINRAIL,35X7.5MM,TYP-D,SLOT | M | [7 empty] | 100 |  |  | 100 |  | 50 | 100 | 27.6MVA FURNACE GENERAL MAINTENANCE |  | 100
230 | 4838010111 | CHOKE ELEC;98.3V RMS,40A DC,2.9MH,300HZ | EA | [7 empty] | 1 |  |  | 1 |  | 1 | 2 | 40T EOT CRANE |  | 2
231 | 3002040316 | CIRCLIP;PN:934SP0308;MASTER CONTROLLER | EA | [7 empty] | 6 |  |  | 6 |  | 5 | 10 | 40T EOT CRANE |  | 10
232 | 4405070008 | CIRCUIT BREAKER,RCCB,25A,2P,30MA | EA | [7 empty] | 5 |  |  | 5 |  | 5 | 10 | GENERAL MAINTENANCE |  | 30
233 | 4199990146 | CLEANER,OFF-LINE CNCT | PAK | [7 empty] | 0 |  |  | 0 |  | 5 | 10 | GENERAL MAINTENANCE |  | 60
234 | 4860992848 | CLOSER DOOR;PN:1VYN402350-181;HYD | EA | [7 empty] | 1 |  |  | 1 |  | 3 | 5 | HT SWITCHBOARD DOOR |  | 5
235 | 5514010123 | COATING;PN:#6006 BATTERY TERMINAL;700 ML | PAK | [7 empty] | 0 |  |  | 0 |  | 5 | 10 | BATTERY BANK |  | 10
236 | 4406990450 | COIL ELEC,CLOSING,220VDC,180 W | EA | [5 empty] | 13 |  | 2 |  |  | 15 |  | 10 | 15 | HT SWITCHBOARD |  | 5 |  | 02/47
237 | 4406990416 | COIL ELEC,E:3TF 46,F/CNTCTOR,220VAC | EA | [7 empty] | 1 |  |  | 1 |  | 4 | 6 | 27.6MVA FURNACE GENERAL MAINTENANCE |  | 5 | FOR FAULTY CONTACTOR REPAIRING
238 | 4406990428 | COIL ELEC,E:3TF30,220 V,CNTCTOR (BLACK) | EA | [7 empty] | 4 |  |  | 4 |  | 4 | 6 | 27.6MVA FURNACE GENERAL MAINTENANCE |  | 5 | FOR FAULTY CONTACTOR REPAIRING
239 | 4406990696 | COIL ELEC,E:3TF46/47/477,F/CNTCTR,240VAC | EA | [7 empty] | 1 |  |  | 1 |  | 4 | 6 | 27.6MVA FURNACE GENERAL MAINTENANCE |  | 5 | FOR FAULTY CONTACTOR REPAIRING
240 | 4409010260 | COIL ELEC,E:3TF4702-0AP0 ;3TY7 463-0AP0 415V | EA | [7 empty] | 2 |  |  | 2 |  | 4 | 6 | 27.6MVA FURNACE GENERAL MAINTENANCE |  | 3 | FOR FAULTY CONTACTOR REPAIRING
241 | 4406990398 | COIL ELEC,E:3TF-50 220,F/CNTCTOR 3TY7 503 OAPO | EA | [7 empty] | 7 |  |  | 7 |  | 4 | 6 | 27.6MVA FURNACE GENERAL MAINTENANCE |  | 5 | FOR FAULTY CONTACTOR REPAIRING
242 | 4802990142 | COIL ELEC,E:3VL9400-1ST00,SHUNT,230VAC | EA | [7 empty] | 1 |  |  | 1 |  | 4 | 6 | 27.6MVA FURNACE GENERAL MAINTENANCE |  | 3 | FOR FAULTY CONTACTOR REPAIRING
243 | 4802990197 | COIL ELEC;PN:3RT1935-5AL21;230V | EA | [7 empty] | 4 |  |  | 4 |  | 4 | 6 | 27.6MVA FURNACE GENERAL MAINTENANCE |  | 5 | FOR FAULTY CONTACTOR REPAIRING
244 | 4406990762 | COIL ELEC;PN:3TY7 443-0AP0;230VAC | EA | [7 empty] | 8 |  |  | 8 |  | 4 | 6 | 27.6MVA FURNACE GENERAL MAINTENANCE |  | 5 | FOR FAULTY CONTACTOR REPAIRING
245 | 4406990409 | COIL,SPARE,F/3TF56,220VAC | EA | [7 empty] | 2 |  |  | 2 |  | 4 | 6 | 27.6MVA FURNACE GENERAL MAINTENANCE |  | 2 | FOR FAULTY CONTACTOR REPAIRING
246 | 4405020114 | COIL,TRIPPING,VCB,SIEMENS PT:4398095026 | EA | [5 empty] | 4 |  | 3 |  |  | 7 |  | 6 | 10 | 6.6KV HT BREAKER |  | 5 |  | 04/55
247 | 4802990211 | COIL;PN:UA4-240;UNDR VLTG,230/240V,RIGHT | EA | [7 empty] | 1 |  |  | 1 |  | 1 | 2 | 27.6MVA FURNACE GENERAL MAINTENANCE |  | 5
248 | 4406990576 | COIL-415V, F/3TF30 CONTACTOR- 3TY7 403 OARO | EA | [7 empty] | 3 |  |  | 3 |  | 3 | 5 | 27.6MVA FURNACE GENERAL MAINTENANCE |  | 5
249 | 3001070042 | COLISN AVOIDNC SYS;PN:ANTICOLLISION 3M | SET | [7 empty] | 1 |  |  | 1 |  | 2 | 4 | 40T CRANE |  | 5
250 | 3099990714 | COLLECTOR ELEC,CRNT,SAFELINE 250,RED | EA | [7 empty] | 10 |  |  | 10 |  | 15 | 20 | 40T CRANE |  | 40
251 | 4860096728 | CONNECTOR ELEC,E:CBT170,CABLE | EA | [7 empty] | 100 |  |  | 100 |  | 50 | 100 | 27.6MVA FURNACE GENERAL MAINTENANCE |  | 200
252 | 4860096727 | CONNECTOR,CABLE,CBT110,MAKE-ELEMAX | EA | [7 empty] | 36 |  |  | 36 |  | 50 | 100 | 27.6MVA FURNACE GENERAL MAINTENANCE |  | 200
253 | 4406010025 | CONTACT AUX,M:HK-11,1NO-1 NC | EA | [7 empty] | 11 |  |  | 11 |  | 5 | 10 | 27.6MVA FURNACE GENERAL MAINTENANCE |  | 20
254 | 4406010169 | CONTACT AUX;PN:HKS4-11;1NO+1NC,LFT | EA | [7 empty] | 1 |  |  | 1 |  | 5 | 10 | 27.6MVA FURNACE GENERAL MAINTENANCE |  | 20
255 | 4861010062 | CONTACT AUX;PN:MOG-AXL1CO | EA | [7 empty] | 21 |  |  | 21 |  | 5 | 10 | 27.6MVA FURNACE GENERAL MAINTENANCE |  | 20
256 | 4861010085 | CONTACT SET ELEC;DWG:JSL-01-2670;FIX | SET | [7 empty] | 2 |  |  | 2 |  | 2 | 4 | FURNACE X'MER 9.2MVA |  | 6
257 | 4499990237 | CONTACT,SPARES,F/MSTR CNTRLLER | EA | [7 empty] | 40 |  |  | 40 |  | 30 | 50 | 40T CRANE |  | 100
258 | 4406010171 | CONTACT;PN:SK4-11;SIGNALING,2NO+2NC | EA | [7 empty] | 1 |  |  | 1 |  | 5 | 10 | 27.6MVA FURNACE GENERAL MAINTENANCE |  | 10
259 | 4406990482 | CONTACTOR A110-30 COIL 230V | EA | [7 empty] | 2 |  |  | 2 |  | 2 | 4 | 27.6MVA FURNACE GENERAL MAINTENANCE |  | 5
260 | 4406030086 | CONTACTOR,M:32A3TF 34 00 0A,PWR | EA | [7 empty] | 0 |  |  | 0 |  | 4 | 6 | 40T CRANE,BCF PANEL |  | 30
261 | 4406030031 | CONTACTOR,M:3TF46,PWR,220VAC | EA | [7 empty] | 2 |  |  | 2 |  | 4 | 6 | 40T CRANE |  | 20 | OLD-6 NO'S
262 | 4406030090 | CONTACTOR,M:3TF49,PWR,100 A | EA | [7 empty] | 2 |  |  | 2 |  | 2 | 4 | 40T CRANE |  | 10
263 | 4406990470 | CONTACTOR,M:3TF50,24 V COIL | EA | [7 empty] | 1 |  |  | 1 |  | 1 | 2 | SAF-3,4&5 HYDRAULIC |  | 1 | Same code coil diffrent
264 | 4406990470 | CONTACTOR,M:3TF50-230 V COIL | EA | [7 empty] | 1 |  |  | 1 |  | 4 | 6 | 40T CRANE,SAF-3,4&5 PDB,MCC-2 |  | 30 | OLD-10NO'S
265 | 4406030065 | CONTACTOR,M:3TF56,PWR,220VAC | EA | [7 empty] | 1 |  |  | 1 |  | 2 | 4 | PUMP HOUSE,40T CRANE |  | 6 | OLD-4 NO'S
266 | 4406990291 | CONTACTOR,M:3TF57,415VAC | EA | [7 empty] | 1 |  |  | 1 |  | 2 | 3 | PUMP HOUSE,40T CRANE |  | 3 | OLD-2 NO'S
267 | 4406990347 | CONTACTOR,M:3TH3022E,220VAC | EA | [7 empty] | 1 |  |  | 1 |  | 4 | 6 | 40T CRANE |  | 25
268 | 4860095919 | CONTACTOR,M:3TH30-31E,AUX,230VAC | EA | [7 empty] | 5 |  |  | 5 |  | 4 | 6 | 40T CRANE |  | 25 | OLD-10NO'S
269 | 4406990333 | CONTACTOR,M:A30-30-10,220VAC | EA | [7 empty] | 6 |  |  | 6 |  | 4 | 6 | MCC-2 |  | 10
270 | 4406990340 | CONTACTOR,M:MC10DN,BRAKE,40A,240VAC | EA | [7 empty] | 6 |  |  | 6 |  | 3 | 5 | 40T CRANE |  | 10
271 | 4406990341 | CONTACTOR,M:MC10EN,BRAKE,70 A,240VAC | EA | [7 empty] | 2 |  |  | 2 |  | 2 | 4 | 40T CRANE |  | 10
272 | 4406030188 | CONTACTOR,M:MNX18,PWR,18A,230VAC | EA | [7 empty] | 1 |  |  | 1 |  | 3 | 5 | DEDUSTING |  | 30
273 | 4406030066 | CONTACTOR,M:MNX25,PWR,220VAC | EA | [7 empty] | 4 |  |  | 4 |  | 3 | 5 | DEDUSTING |  | 30
274 | 4406990212 | CONTACTOR,M:N31E,220VAC | EA | [7 empty] | 3 |  |  | 3 |  | 3 | 5 | RMHS |  | 10
275 | 4406030095 | CONTACTOR,MNX-110,110 A,220VAC | EA | [7 empty] | 1 |  |  | 1 |  | 2 | 4 | 5T CRANE |  | 3
276 | 4826010110 | CONTROL STATION H57;M:XACA881 | EA | [7 empty] | 1 |  |  | 1 |  | 1 | 2 | 5T CRANE |  | 2
277 | 4860990668 | COVER,FLANGE,MOTOR DE,FR:PM100L | EA | [7 empty] | 3 |  |  | 3 |  | 3 | 6 | MOTOR 3.7KW |  | 5
278 | 4860990669 | COVER,FLANGE,MOTOR NDE,FR:PM100L | EA | [7 empty] | 3 |  |  | 3 |  | 3 | 6 | MOTOR 3.7KW |  | 5
279 | 5199012334 | COVER;DWG:JSL-18-2435;TOP,405MM,CI,HEAT | EA | [7 empty] | 3 |  |  | 3 |  | 3 | 6 | FURNACE X'MER |  | 3
280 | 3002040317 | COVER;PN:93422010041;END FOR MASTER | EA | [7 empty] | 10 |  |  | 10 |  | 10 | 10 | 40T CRANE |  | 10
281 | 3002040318 | COVER;PN:93422010042;END WITH BUSH FOR | EA | [7 empty] | 10 |  |  | 10 |  | 10 | 10 | 40T CRANE |  | 10
282 |  | CRANE 5T MOUNTING BASE WITH INSULATOR | EA | [7 empty] | 70 |  |  | 70 |  | 30 | 50 | 5T CRANE |  | 30
283 | 4854010013 | ELEMENT HEATER,E:JHV 6000X(2D),4.16KW | EA | [7 empty] | 8 |  |  | 8 |  | 5 | 8 | FILTER MACHINE |  | 5
284 | 4852010197 | ELEMENT HEATER;PN:N.600.0031,T:JHV 2400X | EA | [7 empty] | 4 |  |  | 4 |  | 2 | 4 | FILTER MACHINE |  | AS PER REQUIREMENT
285 | 5501010135 | FILTER AIR;MICRO VEE,5U,2600X1800X320MM | SET | [7 empty] | 1 |  |  | 1 |  | 1 | 2 | FILTER MACHINE |  | AS PER REQUIREMENT
286 | 6403020105 | FILTER ELMNT,CRTRDG,PAPER,F/OIL,100 DP | EA | [7 empty] | 1 |  |  | 1 |  | 1 | 1 | FILTER MACHINE |  | AS PER REQUIREMENT
287 | 4805010199 | FLOODLIGHT,LED,200W | EA | [7 empty] | 0 |  |  | 0 |  | 10 | 20 | 27.6MVA COMPLEX |  | 100
288 | 4409990605 | FUSE,FAILURE RELAY(FFR),110 V | EA | [7 empty] | 2 |  |  | 2 |  | 3 | 5 | HT PANEL |  | 5
289 | 4407010197 | FUSE,HRC,16A,GL/GG-OFAAOOH,C&S CYL | EA | [7 empty] | 12 |  |  | 12 |  | 6 | 12 | GENERAL MAINTENANCE 27.6MVA COMPLEX |  | 15
290 | 4407010121 | FUSE,HRC,200 A, 3NA3 140-7Y-NH1-gG-SIEMENS | EA | [7 empty] | 3 |  |  | 3 |  | 2 | 3 | GENERAL MAINTENANCE 27.6MVA COMPLEX |  | 5
291 | 4407010079 | FUSE,HRC,4 A-CNS 4A-gG-C&S | EA | [7 empty] | 3 |  |  | 3 |  | 10 | 20 | HT PANEL |  | 30
292 | 4407040132 | FUSE,L&T,M:SF94938,TYPE:DIN,800A | EA | [7 empty] | 6 |  |  | 6 |  | 3 | 6 | GENERAL MAINTENANCE 27.6MVA COMPLEX |  | 5
293 | 4407010059 | FUSE,M:3NA,HRC,250 A-CDFB1-250A-32W-C&S | EA | [7 empty] | 7 |  |  | 7 |  | 3 | 6 | GENERAL MAINTENANCE 27.6MVA COMPLEX |  | 6
294 | 4407990039 | FUSE,M:3NA3252,NH2GG,500 V,315 A | EA | [7 empty] | 1 |  |  | 1 |  | 1 | 2 | GENERAL MAINTENANCE 27.6MVA COMPLEX |  | 5
295 | 4407990162 | FUSE,M:3NW NS4,4 A,415 V,80 KA | EA | [7 empty] | 5 |  |  | 5 |  | 10 | 20 | GENERAL MAINTENANCE 27.6MVA COMPLEX |  | 20
296 | 4407010137 | FUSE,M:3NWNS2,HRC,2 A- CNS 2A gG C&S | EA | [7 empty] | 27 |  |  | 27 |  | 10 | 20 | GENERAL MAINTENANCE 27.6MVA COMPLEX |  | 20
297 | 4407010072 | FUSE,M:HG,HRC,32 A,CNS 32A gG,C&S | EA | [7 empty] | 20 |  |  | 20 |  | 6 | 12 | MUDGUN PANEL |  | 12
298 | 4407010074 | FUSE,M:HN,HRC,16 A-CNS 16A gG C&S CYL | EA | [7 empty] | 5 |  |  | 5 |  | 5 | 10 | GENERAL MAINTENANCE 27.6MVA COMPLEX |  | 15
299 | 4407010075 | FUSE,M:HN,HRC,32 A -OFAA 00H 32A C&S SQ | EA | [7 empty] | 18 |  |  | 18 |  | 5 | 10 | GENERAL MAINTENANCE 27.6MVA COMPLEX |  | 15
300 | 4407010070 | FUSE,M:HN,HRC,415V,400A CTM-400A-gG-C1 C&S | EA | [7 empty] | 12 |  |  | 12 |  | 6 | 12 | 40T CRANE |  | 6
301 | 4407010042 | FUSE,M:HN,HRC,63 A-CDFL00-63A-gG-C&S | EA | [7 empty] | 18 |  |  | 18 |  | 10 | 20 | MUDGUN PPANEL |  | 12
302 | 4407010046 | FUSE,M:NS,HRC,25 A-CNS 25A,gG,C&S | EA | [7 empty] | 13 |  |  | 13 |  |  |  | GENERAL MAINTENANCE 27.6MVA COMPLEX |  | 10
303 | 4407010018 | FUSE,M:NS,HRC,6 A | EA | [7 empty] | 2 |  |  | 2 |  | 10 | 20 | GENERAL MAINTENANCE 27.6MVA COMPLEX |  | 20
304 | 4407010080 | FUSE,M:NS6,HRC,6 A | EA | [7 empty] | 0 |  |  | 0 |  | 5 | 10 | GENERAL MAINTENANCE 27.6MVA COMPLEX |  | 10
305 | 4899990576 | FUSE,M:TIA25,CAPACITOR,25A | EA | [7 empty] | 1 |  |  | 1 |  | 3 | 5 | BATTERY CHARGER |  | 5
306 | 4901020012 | GLOVES CHEM,14IN,HND,PVC,99PCT ACD | PAA | [7 empty] | 0 |  |  | 0 |  | 6 | 10 | CAPACITOR BANK |  | 60 | FOR CAPACITOR BANK CLEANING
307 | 2301020059 | GREASE INDSTRL,M:UNIREX N3,ESSO | KG | [7 empty] | 2 |  |  | 2 |  | 15 | 20 | MOTOR WORKSHOP |  | 50 | FOR MOTOR REPAIRING
308 | 4860992780 | HANDLE;PN:IN21880001-3;SELECTOR(HPA) | EA | [7 empty] | 1 |  |  | 1 |  | 1 | 2 | HT SWITCHBOARD |  | 2
309 | 4860992849 | HINGE;PN:IN21840002-82;DOOR | EA | [7 empty] | 4 |  |  | 4 |  | 5 | 10 | HT SWITCHBOARD |  | 10
310 | 4407080007 | HOLDER FUSE,M:3NW7013,1P,32 A,690 V/CSM32H-12W-C&S | EA | [7 empty] | 26 |  |  | 26 |  | 10 | 15 | GENERAL MAINTENANCE 27.6MVA COMPLEX |  | 6
311 | 4860990578 | INSULATION,VARNISH,F-50,DR BECK | KG | [7 empty] | 20 |  |  | 20 |  | 10 | 20 | MOTOR WORKSHOP |  | 20
312 | 4821010021 | INSULATOR,F/CRRNT COLLECTOR | EA | [7 empty] | 30 |  |  | 30 |  | 15 | 30 | 40T CRANE |  | 30
313 | 4821010236 | INSULATOR;DWG:JSL-18-2795;POST,33KV | EA | [7 empty] | 21 |  |  | 21 |  | 10 | 20 | SAF-3,4&5 STAR/DELTA |  | AS PER REQUIREMENT
314 | 4499990773 | INSULATOR;SPPRT,1.1KV,55X50MM(LXD),EPOXY | EA | [7 empty] | 3 |  |  | 18 |  | 10 | 20 | 27.6MVA GENERAL MAINTENANCE |  | 30
315 | 5199010479 | KIT CABLE JNT,1CX630 SQMM,STRGHT THRGH | EA | [7 empty] | 3 |  |  | 3 |  | 3 | 5 | 27.6MVA COMPLEX |  | 10 | CABLE JOINTING
316 | 4899990600 | KIT CABLE JNT;33KV,1CX630MM2,END TRMNTN | EA | [7 empty] | 0 |  |  | 0 |  | 10 | 15 | 27.6MVA COMPLEX |  | 20 | CABLE JOINTING
317 | 4860990149 | KIT CABLE JNT,3CX120MM2,ST THRG,6.6/11KV | EA |  |  |  |  | 2 |  |  | 1 |  |  | 3 |  | 3 | 5 | 27.6MVA COMPLEX |  | 6 | CABLE JOINTING | 03/13,jointing kit record
318 | 4607990052 | KIT CBL JNT;O/D,3C,AL,3CX120MM2,6.6/11KV | EA |  |  |  |  | 9 |  |  | 2 |  |  | 11 |  | 5 | 10 | 27.6MVA COMPLEX |  | 6 | CABLE JOINTING | 01.02/13
319 | 4607990012 | KIT CABLE JNT,33KV,3CX300MM2,END TRMNTN | EA | [7 empty] | 1 |  |  | 1 |  | 3 | 5 | 27.6MVA COMPLEX |  | 5 | CABLE JOINTING
320 | 4499990040 | KIT TRMNTN,1CX630MM2,33 KV(E) | EA | [7 empty] | 0 |  |  | 0 |  | 3 | 5 | 27.6MVA COMPLEX |  | 20 | CABLE JOINTING
321 | 4860990146 | KIT,OUTDOOR,3CX185MM2,6.6 KV(UE)/11KV(E) | EA | [7 empty] | 2 |  |  | 1
322 | 4860990150 | KIT CABLE JNT,ST THRG,3CX185MM2,6.6/11KV | EA | [7 empty] | 4 |  |  | 4 |  | 3 | 5 | 27.6MVA COMPLEX |  | 6 | CABLE JOINTING
323 | 4406990047 | KIT REPAIR;T:3TF48 CONTACTOR | EA | [7 empty] | 2 |  |  | 2 |  | 3 | 5 | 40T CRANE |  | 5
324 | 4860991540 | KIT,ARC,FLASH,PRTCTN | EA | [7 empty] | 2 |  |  | 2 |  | 1 | 2 | PPE HT SYSTEM |  | 1
325 | 4406990731 | KIT,PN:3TF57,F/CNTCTOR | [8 empty] | 2 |  |  | 2 |  | 2 | 5 | 27.6MVA GENERAL MAINTENANCE |  | 5
326 | 4406990149 | KIT,E:3TF34,SPARE,F/CONTACTOR | EA | [7 empty] | 0 |  |  | 0 |  | 2 | 5 | 27.6MVA GENERAL MAINTENANCE |  | 5
327 | 4406990048 | KIT,PN:3TF49,F/CNTCTOR | EA | [7 empty] | 1 |  |  | 1 |  | 2 | 5 | 27.6MVA GENERAL MAINTENANCE |  | 5
328 | 6303020815 | KIT,PN:PUM-KIT-B0001,SPARE,W/VANE,V PMP | EA | [7 empty] | 2 |  |  | 2 |  | 1 | 1 | 27.6MVA GENERAL MAINTENANCE |  | AS PER REQUIREMENT
329 | 4406990561 | KIT;M:3TY7 470-0YA,T:3TF46 CONTACTOR | EA | [7 empty] | 2 |  |  | 2 |  | 5 | 10 | 27.6MVA GENERAL MAINTENANCE |  | 10
330 | 4405040290 | KIT;PN:3VL9.00-3HQ00 3(VL160/250);ROTARY | EA | [7 empty] | 3 |  |  | 3 |  | 3 | 5 | 27.6MVA GENERAL MAINTENANCE |  | 5
331 | 4304150013 | KIT;PN:3VL9.00-3HQ00 4(VL400);ROTARY DRV | EA | [7 empty] | 2 |  |  | 2 |  | 2 | 3 | 40T CRANE |  | 5
332 | 4804090003 | LIGHT INDCTG,M:3SB,1404-2WZ3,BLUE,LED | EA | [7 empty] | 20 |  |  | 20 |  | 30 | 50 | 27.6MVA COMPLEX GENERAL MAINTENANCE |  | 100
333 | 4804090000 | LIGHT INDCTG,M:3SB1401-2WZ3,LAMP,RED,LED | EA | [7 empty] | 21 |  |  | 21 |  | 30 | 50 | 27.6MVA COMPLEX GENERAL MAINTENANCE |  | 100
334 | 4804090001 | LIGHT INDCTG,M:3SB1402-2WZ3,GREEN,LED | EA | [7 empty] | 27 |  |  | 27 |  | 30 | 50 | 27.6MVA COMPLEX GENERAL MAINTENANCE |  | 100
335 | 4804090002 | LIGHT INDCTG,M:3SB1403-2WZ3,AMBER,LED | EA | [7 empty] | 60 |  |  | 60 |  | 30 | 50 | 27.6MVA COMPLEX GENERAL MAINTENANCE |  | 100
336 | 4804090004 | LIGHT INDCTG,WHITE,LED,3,SB,1405,2WZ3 | EA | [7 empty] | 21 |  |  | 21 |  | 30 | 50 | 27.6MVA COMPLEX GENERAL MAINTENANCE |  | 100
337 | 4804090005 | LIGHT INDCTG,YELLOW,LED,3,SB,1407,2WZ3 | EA | [7 empty] | 66 |  |  | 66 |  | 30 | 50 | 27.6MVA COMPLEX GENERAL MAINTENANCE |  | 100
338 | 4805010202 | LIGHT,LED,STREET,120W | EA | [7 empty] | 0 |  |  | 0 |  | 10 | 20 | 27.6MVA COMPLEX LIGHTING |  | 60
339 | 4805010211 | LIGHT,LED,WELL GLASS,35W | EA | [7 empty] | 0 |  |  | 0 |  | 20 | 30 | 27.6MVA COMPLEX LIGHTING |  | 100
340 | 4805010207 | LIGHT,LED,WELL GLASS,70W | EA | [7 empty] | 0 |  |  | 0 |  | 10 | 20 | 27.6MVA COMPLEX LIGHTING |  | 30
341 | 4805010197 | LIGHT,LED,HIGH BAY,200W | EA | [7 empty] | 0 |  |  | 0 |  | 15 | 20 | 27.6MVA COMPLEX LIGHTING |  | 70
342 | 4860990629 | LOCK,M:P-111,DOOR,F/ELCTRCL PANEL | EA | [7 empty] | 0 |  |  | 0 |  | 50 | 100 | 27.6MVA COMPLEX GENERAL MAINTENANCE |  | 200
343 | 4860991672 | LOCK,PANEL,QUARTER TURN,W/KNOB | EA | [7 empty] | 0 |  |  | 0 |  | 50 | 100 | 27.6MVA COMPLEX GENERAL MAINTENANCE |  | 200
344 | 4901990482 | LOCKOUT SFTY;M:KRM-K-RSDEL;RND | EA | [7 empty] | 80 |  |  | 80 |  | 30 | 40 | LOTO SYSTEM |  | AS PER REQUIREMENT
345 | 4604020016 | LUG,1.5MM2,CU,PIN,W/SLV | PAC | [7 empty] | 3 |  |  | 3 |  | 100 | 200 | 27.6MVA COMPLEX GENERAL MAINTENANCE |  | 500
346 | 4604010010 | LUG,10MM2,10MM,RING,AL | EA | [7 empty] | 146 |  |  | 146 |  | 100 | 200 | 27.6MVA COMPLEX GENERAL MAINTENANCE |  | 500
347 | 4860096819 | LUG,10MM2,6MM,RING,AL | EA | [7 empty] | 260 |  |  | 260 |  | 50 | 100 | 27.6MVA COMPLEX GENERAL MAINTENANCE |  | 500
348 | 4604020002 | LUG,10MM2,CU,RING | EA | [7 empty] | 38 |  |  | 38 |  | 50 | 100 | 27.6MVA COMPLEX GENERAL MAINTENANCE |  | 300
349 | 4604020043 | LUG,120MM2,16MM,RING,CU | EA | [7 empty] | 15 |  |  | 15 |  | 20 | 30 | 27.6MVA COMPLEX GENERAL MAINTENANCE |  | 30
350 | 4842010041 | LUG,120MM2,AL,RING | EA | [7 empty] | 110 |  |  | 110 |  | 30 | 50 | 27.6MVA COMPLEX GENERAL MAINTENANCE |  | 100
351 | 4860096795 | LUG,120MM2,AL,STRGHT THRGH | EA | [7 empty] | 280 |  |  | 280 |  | 50 | 70 | 27.6MVA COMPLEX GENERAL MAINTENANCE |  | 30
352 | 4604010011 | LUG,120MM2,RING,AL | EA | [7 empty] | 112 |  |  | 112 |  | 50 | 100 | 27.6MVA COMPLEX GENERAL MAINTENANCE |  | 100
353 | 4860096826 | LUG,150MM2,16MM,RING,AL | EA | [7 empty] | 11 |  |  | 11 |  | 30 | 70 | 27.6MVA COMPLEX GENERAL MAINTENANCE |  | 100
354 | 4860096140 | LUG,16 SQMM,AL,STRGHT THRGH | EA | [7 empty] | 119 |  |  | 119 |  | 30 | 40 | 27.6MVA COMPLEX GENERAL MAINTENANCE |  | 30
355 | 4604020024 | LUG,16MM2,10MM,RING,CU | EA | [7 empty] | 400 |  |  | 400 |  | 50 | 100 | 27.6MVA COMPLEX GENERAL MAINTENANCE |  | 100
356 | 4604010024 | LUG,16MM2,PIN,AL | EA | [7 empty] | 200 |  |  | 200 |  | 50 | 100 | 27.6MVA COMPLEX GENERAL MAINTENANCE |  | 50
357 | 4604010004 | LUG,16MM2,RING,AL | EA | [7 empty] | 275 |  |  | 275 |  | 50 | 100 | 27.6MVA COMPLEX GENERAL MAINTENANCE |  | 80
358 | 4860096827 | LUG,185MM2,16MM,RING,AL | EA | [7 empty] | 77 |  |  | 77 |  | 20 | 50 | 27.6MVA COMPLEX GENERAL MAINTENANCE |  | 30
359 | 4860095869 | LUG,2.5 SQMM CU PIN TYPE | EA | [7 empty] | 100 |  |  | 100 |  | 100 | 200 | 27.6MVA COMPLEX GENERAL MAINTENANCE |  | 500
360 | 4604020098 | LUG,2.5MM2,CU,PIN TYPE | EA | [7 empty] | 563 |  |  | 563 |  | 100 | 200 | 27.6MVA COMPLEX GENERAL MAINTENANCE |  | 500
361 | 4604020076 | LUG,2.5MM2,CU,PIN,W/SLV | EA | [7 empty] | 50 |  |  | 50 |  | 20 | 50 | 27.6MVA COMPLEX GENERAL MAINTENANCE |  | 500
362 | 4860096704 | LUG,2.5MM2,CU,TYPE:U | EA | [7 empty] | 39 |  |  | 39 |  | 30 | 50 | 27.6MVA COMPLEX GENERAL MAINTENANCE |  | 300
363 | 4604020004 | LUG,2.5MM2,RING,CU | EA | [7 empty] | 233 |  |  | 233 |  | 50 | 100 | 27.6MVA COMPLEX GENERAL MAINTENANCE |  | 500
364 | 4604020029 | LUG,240MM2,16MM,RING,CU | EA | [7 empty] | 26 |  |  | 26 |  | 10 | 15 | 27.6MVA COMPLEX GENERAL MAINTENANCE |  | 10
365 | 4604020005 | LUG,25MM2,CU,RING | EA | [7 empty] | 61 |  |  | 61 |  | 50 | 100 | 27.6MVA COMPLEX GENERAL MAINTENANCE |  | 100
366 | 4604010003 | LUG,25MM2,PIN,AL | EA | [7 empty] | 592 |  |  | 592 |  | 50 | 100 | 27.6MVA COMPLEX GENERAL MAINTENANCE |  | 50
367 | 4604020078 | LUG,25MM2,PIN,CU | EA | [7 empty] | 54 |  |  | 54 |  | 20 | 40 | 27.6MVA COMPLEX GENERAL MAINTENANCE |  | 50
368 | 4604010001 | LUG,25MM2,RING,ALU | EA | [7 empty] | 126 |  |  | 126 |  | 30 | 50 | 27.6MVA COMPLEX GENERAL MAINTENANCE |  | 70
369 | 4860096836 | LUG,35MM2,10MM,RING,CU | EA | [7 empty] | 331 |  |  | 331 |  | 50 | 100 | 27.6MVA COMPLEX GENERAL MAINTENANCE |  | 300
370 | 4604010014 | LUG,35MM2,RING,AL,10MM | EA | [7 empty] | 281 |  |  | 281 |  | 50 | 100 | 27.6MVA COMPLEX GENERAL MAINTENANCE |  | 200
371 | 4604020033 | LUG,4MM2,TYPE:U,CU | EA | [7 empty] | 100 |  |  | 93 |  | 50 | 100 | 27.6MVA COMPLEX GENERAL MAINTENANCE |  | 500
372 | 4604020045 | LUG,50MM2,12MM,RING,CU | EA | [7 empty] | 102 |  |  | 102 |  | 10 | 15 | 27.6MVA COMPLEX GENERAL MAINTENANCE |  | 50
373 | 4860096135 | LUG,50MM2,CU,RING,16MM HOLE | EA | [7 empty] | 20 |  |  | 28 |  | 30 | 50 | 27.6MVA COMPLEX GENERAL MAINTENANCE |  | 30
374 | 4860096840 | LUG,50MM2,PIN,CU | EA | [7 empty] | 40 |  |  | 40 |  | 15 | 30 | 27.6MVA COMPLEX GENERAL MAINTENANCE |  | 100
375 | 4604010017 | LUG,70MM2,12MM,RING,AL | EA | [7 empty] | 160 |  |  | 160 |  | 50 | 100 | 27.6MVA COMPLEX GENERAL MAINTENANCE |  | 100
376 | 4604020046 | LUG,70MM2,12MM,RING,CU | EA | [7 empty] | 41 |  |  | 41 |  | 30 | 50 | 27.6MVA COMPLEX GENERAL MAINTENANCE |  | 100
377 | 4604010016 | LUG,70MM2,RING,AL,10MM | EA | [7 empty] | 200 |  |  | 200 |  | 50 | 70 | 27.6MVA COMPLEX GENERAL MAINTENANCE |  | 100
378 | 4604010009 | LUG,95MM2,10MM,RING,AL | EA | [7 empty] | 198 |  |  | 198 |  | 50 | 100 | 27.6MVA COMPLEX GENERAL MAINTENANCE |  | 100
379 | 4860096837 | LUG,95MM2,12MM,RING,CU | EA | [7 empty] | 4 |  |  | 4 |  | 10 | 15 | 27.6MVA COMPLEX GENERAL MAINTENANCE |  | 50
380 | 4860096794 | LUG,95MM2,AL,STRGHT THRGH | EA | [7 empty] | 239 |  |  | 239 |  | 30 | 40 | 27.6MVA COMPLEX GENERAL MAINTENANCE |  | 50
381 | 4604020014 | LUG,STRGHT,CU,4MM2 | EA | [7 empty] | 100 |  |  | 100 |  | 30 | 40 | 27.6MVA COMPLEX GENERAL MAINTENANCE |  | 30
382 | 4405010152 | MCB,10A,1P | EA | [7 empty] | 6 |  |  | 6 |  | 10 | 15 | 27.6MVA COMPLEX GENERAL MAINTENANCE |  | 100
383 | 4405010041 | MCB,10A,2P | EA | [7 empty] | 12 |  |  | 12 |  | 5 | 10 | 27.6MVA COMPLEX GENERAL MAINTENANCE |  | 50
384 | 4405010181 | MCB,16A,1P | EA | [7 empty] | 15 |  |  | 15 |  | 5 | 10 | 27.6MVA COMPLEX GENERAL MAINTENANCE |  | 100
385 | 4405010054 | MCB,16A,2P | EA | [7 empty] | 3 |  |  | 3 |  | 3 | 5 | 27.6MVA COMPLEX GENERAL MAINTENANCE |  | 80
386 | 4405010046 | MCB,20A,3P | EA | [7 empty] | 2 |  |  | 2 |  | 3 | 5 | 27.6MVA COMPLEX GENERAL MAINTENANCE |  | 20
387 | 4405010080 | MCB,25A,2P,3KA | EA | [7 empty] | 1 |  |  | 1 |  | 3 | 5 | 27.6MVA COMPLEX GENERAL MAINTENANCE |  | 30
388 | 4405010044 | MCB,2A,2P | EA | [7 empty] | 3 |  |  | 3 |  | 3 | 5 | 27.6MVA COMPLEX GENERAL MAINTENANCE |  | 50
389 | 4405010058 | MCB,2A,3P | EA | [7 empty] | 14 |  |  | 14 |  | 5 | 10 | 27.6MVA COMPLEX GENERAL MAINTENANCE |  | 50
390 | 4405010131 | MCB,32A,2P | EA | [7 empty] | 1 |  |  | 1 |  | 3 | 5 | 27.6MVA COMPLEX GENERAL MAINTENANCE |  | 30
391 | 4405010077 | MCB,32A,3P+N,3KA | EA | [7 empty] | 2 |  |  | 2 |  | 3 | 5 | LIGHTING JB |  | 30
392 | 4405010116 | MCB,400VAC,16A,3P | EA | [7 empty] | 3 |  |  | 3 |  | 3 | 5 | GENERAL MAINTENANCE |  | 20
393 | 4405010120 | MCB,400VAC,16A,4P | EA | [7 empty] | 1 |  |  | 1 |  | 3 | 5 | GENERAL MAINTENANCE |  | 40
394 | 4405010136 | MCB,4A,2P | EA | [7 empty] | 10 |  |  | 10 |  | 5 | 10 | MCC-2 PANEL |  | 50
395 | 4405990018 | MCB,63A,4P | EA | [7 empty] | 4 |  |  | 4 |  | 5 | 10 | LIGHTING JB |  | 50
396 | 4405010121 | MCB,690V,25A,3P | EA | [7 empty] | 1 |  |  | 1 |  | 2 | 3 | 27.6MVA COMPLEX GENERAL MAINTENANCE |  | 10
397 | 4405010155 | MCB,6A,1P | EA | [7 empty] | 3 |  |  | 3 |  | 15 | 20 | LDB |  | 100
398 | 4405010130 | MCB,6A,2P | [8 empty] | 13 |  |  | 13 |  | 10 | 15 | LDB |  | 100
399 | 4405010175 | MCB,LOCKOUT SP/DP/TP | EA | [7 empty] | 25 |  |  | 25 |  | 15 | 20 | LOTO SYSTEM |  | 30
400 | 4422016431 | MCCB,160A,IU:250A,UE:690V,UI:800V | EA | [7 empty] | 4 |  |  | 4 |  | 2 | 4 | 40T CRANE,AUX JUNCTION BOX |  | 10
401 | 4405040141 | MCCB,32A,3P,415VAC,50KA | EA | [7 empty] | 0 |  |  | 0 |  | 3 | 5 | 40T CRANE,WELDING JB |  | 20
402 | 4422014736 | MCCB,3VL4740-1AA36OAA,3P,400A,50KA,VL400 | EA | [7 empty] | 1 |  |  | 1 |  | 1 | 2 | 40T CRANE |  | 5
403 | 4405040043 | MCCB,400A,DL | EA | [7 empty] | 1 |  |  | 1 |  | 2 | 3 | 40T CRANE |  | 4
404 | 4405040143 | MCCB,63A,3P ABB A1A 125 | EA | [7 empty] | 2 |  |  | 2 |  | 2 | 3 | LDB,AUX POER JB |  | 20
405 | 4405040250 | MCCB,L&T,DL160,160A,120-160A,65KA,CAT:A | EA | [7 empty] | 1 |  |  | 1 |  | 2 | 4 | 40T CRANE |  | 10
406 | 4422016421 | MCCB,M:3VL1716-1DD36,3P,VL160X,160A | EA | [7 empty] | 1 |  |  | 1 |  | 2 | 3 | 40T CRANE |  | 5
407 | 4405040246 | MCCB,M:3VL3725-1DD36-0AA0,250A | EA | [7 empty] | 1 |  |  | 1 |  | 2 | 4 | 40T CRANE |  | 10
408 | 4831010006 | MCCB,M:DH125 | EA | [7 empty] | 1 |  |  | 1 |  | 2 | 4 | DEDUSTING FDC FEEDER |  | 10
409 | 4405040259 | MCCB,M:SACE-S2B,125-160A | EA | [7 empty] | 2 |  |  | 2 |  | 2 | 4 | 27.6MVA COMPLEX GENERAL MAINTENANCE |  | 5
410 | 4422016451 | MCCB,M:XT2S,160,TMA,100-100,3P,100A | EA | [7 empty] | 1 |  |  | 1 |  | 2 | 4 | 27.6MVA COMPLEX GENERAL MAINTENANCE |  | 15
411 | 4405040241 | MCCB,PN:NS-100N,100A | EA | [7 empty] | 1 |  |  | 1 |  | 2 | 4 | 27.6MVA COMPLEX GENERAL MAINTENANCE |  | 10
412 | 4405040255 | MCCB,PN:NS400H,320A,SIEMENS VL400-3VL4740 | EA | [7 empty] | 1 |  |  | 1 |  | 1 | 2 | 40T CRANE |  | 4
413 | 4405990116 | MECHANISM;PN:TOP TFM :HPA (IN54360001-A) | EA | [7 empty] | 2 |  |  | 2 |  | 2 | 4 | HT SF6 BREAKER |  | 10
414 | 1001050002 | MOTHERBOARD,PN:69-00242 | EA | [7 empty] | 2 |  |  | 2 |  | 1 | 1 | BATTERY CHARGER |  | 1
415 | 4405050327 | MPCB,2.5-4.0A | EA | [7 empty] | 0 |  |  | 0 |  | 3 | 5 | DEDUSTING |  | 20
416 | 4405050329 | MPCB,6.3-10A | EA | [7 empty] | 1 |  |  | 1 |  | 5 | 10 | FURNACE |  | 20
417 | 4405050099 | MPCB,M:3RV,1121,1KA,10,9-12.5A | EA | [7 empty] | 1 |  |  | 1 |  | 5 | 10 | SLUDGE PLANT |  | 15
418 | 4405050086 | MPCB,M:3RV,1121,4CA,10,17-22A | EA | [7 empty] | 1 |  |  | 1 |  | 2 | 3 | SLUDGE PLANT |  | 6
419 | 4405050089 | MPCB,M:3RV,1131,4EA,10,22-32A | EA | [7 empty] | 1 |  |  | 1 |  | 2 | 3 | SLUDGE PLANT |  | 6
420 | 4405050094 | MPCB,M:3RV,1142,4JA,10,45-63A | EA | [7 empty] | 1 |  |  | 1 |  | 1 | 2 | BOOSTER PUMP |  | 3
421 | 4405050084 | MPCB,M:3RV1121-4AA10,11-16A | EA | [7 empty] | 3 |  |  | 3 |  | 2 | 3 | SLUDGE PLANT |  | 5
422 | 4499990467 | MPCB,M:3RV13 41 4MC10,100A,1NO+1NC | EA | [7 empty] | 1 |  |  | 1 |  | 5 | 10 | 27.6MVA COMPLEX GENERAL MAINTENANCE |  | 5
423 | 4405050367 | MPCB,M:3RV2021-4BA10,13-20A | EA | [7 empty] | 1 |  |  | 1 |  | 3 | 5 | SLUDGE PLANT |  | 5
424 | 4405050138 | MPCB,M:3VU13,40-0MH00,1.6-2.4A | EA | [7 empty] | 1 |  |  | 1 |  | 3 | 5 | DEDUSTING |  | 10
425 | 4406990547 | MPCB,M:3VU1340-1MF00,MLFB,0.6-1A | EA | [7 empty] | 1 |  |  | 1 |  | 3 | 5 | DEDUSTING |  | 5
426 | 4405050104 | MPCB,M:GV2-ME06,1-1.6A | EA | [7 empty] | 4 |  |  | 4 |  | 3 | 5 | DEDUSTING |  | 5
427 | 4405050206 | MPCB,M:GV2ME10,100KA,4-6.3A L&T MOG-H1/0630 | EA | [7 empty] | 2 |  |  | 2 |  | 3 | 5 | HYDRAULIC |  | 4
428 | 4405050106 | MPCB,M:HK11,1NO+1NC,AUX CNTCT | EA | [7 empty] | 8 |  |  | 8 |  | 6 | 10 | 27.6MVA COMPLEX GENERAL MAINTENANCE
429 | 5221010012 | NUT HEX,M10,MT,HTS | EA | [7 empty] | 60 |  |  | 60 |  | 30 | 50 | 27.6MVA COMPLEX GENERAL MAINTENANCE |  | 100
430 | 5221010044 | NUT HEX,M12,MS,MT | KG | [7 empty] | 2 |  |  | 2 |  | 30 | 50 | 27.6MVA COMPLEX GENERAL MAINTENANCE |  | 100
431 | 5221020006 | NUT HEX,M8,MS,MT | KG | [7 empty] | 4 |  |  | 4 |  | 30 | 50 | 27.6MVA COMPLEX GENERAL MAINTENANCE |  | 100
432 | 5221090041 | NUT LOCK,M10,MT,NYLOCK | EA | [7 empty] | 30 |  |  | 30 |  | 30 | 50 | 27.6MVA COMPLEX GENERAL MAINTENANCE |  | 200
433 | 5221010045 | NUT,HEX HD,M10,MT,MS | KG | [7 empty] | 1 |  |  | 1 |  | 30 | 50 | 27.6MVA COMPLEX GENERAL MAINTENANCE |  | 30
434 | 2301010182 | OIL INDSTRL,M:VM 4,SERVOVACM | L | [7 empty] | 5 |  |  | 5 |  | 15 | 20 | FILTER MACHINE |  | 20
435 | 4408990253 | PANEL;M:SCRR1A50;EMF | EA | [7 empty] | 4 |  |  | 4 |  | 1 | 2 | RMHS EMF |  | 2
436 | 3307010210 | PULLEY V BELT;DWG:JSL-18-2183 | EA | [7 empty] | 1 |  |  | 1 |  | 1 | 1 | VENTILATION SYSTEM |  | 6
437 | 3307010209 | PULLEY V BELT;DWG:JSL-18-2184 | EA | [7 empty] | 1 |  |  | 1 |  | 1 | 1 | VENTILATION SYSTEM |  | 6
438 | 3307010208 | PULLEY V BELT;DWG:JSL-18-2185 | EA | [7 empty] | 1 |  |  | 1 |  | 1 | 1 | VENTILATION SYSTEM |  | 6
439 | 3307010207 | PULLEY V BELT;DWG:JSL-18-2186 | EA | [7 empty] | 1 |  |  | 1 |  | 1 | 1 | VENTILATION SYSTEM |  | 6
440 | 4404010010 | PUSH BUTTON,M:3SB1202-0AE01,START,GREEN | EA | [7 empty] | 100 |  |  | 100 |  | 50 | 100 | 27.6MVA COMPLEX GENERAL MAINTENANCE |  | 200
441 | 4404010011 | PUSH BUTTON,M:3SB12030 0AC01,RED,1NC | EA | [7 empty] | 160 |  |  | 160 |  | 50 | 100 | 27.6MVA COMPLEX GENERAL MAINTENANCE |  | 200
442 | 4499990568 | RAIL,DIN | EA | [7 empty] | 20 |  |  | 20 |  | 50 | 100 | 27.6MVA COMPLEX GENERAL MAINTENANCE |  | 50
443 | 4860992799 | RAIL;PN:IN21790001-5;PROFILE LEFT HPA | EA | [7 empty] | 1 |  |  | 1 |  | 1 | 2 | HT SWITCHBOARD |  | 1
444 | 4860992800 | RAIL;PN:IN21790001-6;PROFILE RIGHT HPA | EA | [7 empty] | 1 |  |  | 1 |  | 1 | 2 | HT SWITCHBOARD |  | 1
445 | 3002040319 | RATCHET WHEEL;PN:93422010011;FOR MASTER | EA | [7 empty] | 8 |  |  | 8 |  | 6 | 10 | 40T CRANE |  | 10
446 | 4405070010 | RCCB,40A,4P,30 MA | EA | [7 empty] | 2 |  |  | 2 |  | 5 | 10 | 27.6MVA COMPLEX GENERAL MAINTENANCE |  | 30
447 | 4415010018 | REACTOR;DRY,SERIES,33KV,84A,120KVAR | EA | CRITICAL | [5 empty] | 1 |  |  |  | 1 |  | 1 | 1 | CAPACITOR BANK |  | 1
448 | 4415010038 | REACTOR;REV WOUND,DRY,33 KV,84A,120KVAR | EA | CRITICAL | [5 empty] | 1 |  |  |  | 1 |  | 1 | 1 | CAPACITOR BANK |  | 1
449 | 4415010039 | REACTOR;REV WOUND,DRY,33KV,126A,180KVAR | EA | DOM-S(E) | [5 empty] | 1 |  |  |  | 1 |  | 1 | 1 | CAPACITOR BANK |  | 1
450 | 4415010040 | REACTOR;REV WOUND,DRY,33KV,168A,240KVAR | EA | CRITICAL | [5 empty] | 1 |  |  |  | 1 |  | 1 | 1 | CAPACITOR BANK |  | 1
451 | 4415010019 | REACTOR;SERIES,DRY,33KV,126A,180KVAR | EA | DOM-S(E) | [6 empty] | 1 |  |  | 1 |  | 1 | 1 | CAPACITOR BANK |  | 1
452 | 4415010020 | REACTOR;SERIES,DRY,33KV,168A,240KVAR | EA | CRITICAL | [5 empty] | 1 |  |  |  | 1 |  | 1 | 1 | CAPACITOR BANK |  | 1
453 | 4133010013 | RECTIFIER,M:H2K L18D01,SELENIUM BRIDGE | EA | [7 empty] | 10 |  |  | 10 |  | 5 | 10 | 40T CRANE |  | 5
454 | 4133010014 | RECTIFIER,M:H2R L18D01,SELENIUM BRIDGE | EA | [7 empty] | 4 |  |  | 4 |  | 5 | 10 | 40T CRANE |  | 5
455 | 4409010214 | RELAY OVRLD,BI-METALIC STRIP,22-32A | EA | [7 empty] | 7 |  |  | 7 |  | 3 | 5 | 27.6MVA COMPLEX GENERAL MAINTENANCE |  | 10
456 | 4409010118 | RELAY OVRLD,M:3UA50,00-0K,0.8-1.25A | EA | [7 empty] | 7 |  |  | 7 |  | 5 | 8 | 27.6MVA COMPLEX GENERAL MAINTENANCE |  | 5
457 | 4409010121 | RELAY OVRLD,M:3UA50,00-1C,1.6-2.5A | EA | [7 empty] | 2 |  |  | 2 |  | 3 | 5 | 27.6MVA COMPLEX GENERAL MAINTENANCE |  | 5
458 | 4409010123 | RELAY OVRLD,M:3UA50,00-1F,3.2-5A | EA | [7 empty] | 19 |  |  | 19 |  | 3 | 5 | 27.6MVA COMPLEX GENERAL MAINTENANCE |  | 5
459 | 4409010296 | RELAY OVRLD,M:3UA5000-1A,1-1.6A | EA | [7 empty] | 1 |  |  | 1 |  | 3 | 5 | 27.6MVA COMPLEX GENERAL MAINTENANCE |  | 5
460 | 4409010091 | RELAY OVRLD,M:3UA52 00 - 1B,1.25-2 A | EA | [7 empty] | 1 |  |  | 1 |  | 3 | 5 | 27.6MVA COMPLEX GENERAL MAINTENANCE |  | 3 | OLD
461 | 4409010044 | RELAY OVRLD,M:3UA52 00 1G,4-6.3 A | EA | [7 empty] | 2 |  |  | 2 |  | 3 | 5 | 27.6MVA COMPLEX GENERAL MAINTENANCE |  | 5 | OLD
462 | 4409010035 | RELAY OVRLD,M:3UA55 00-2A,10-16A | EA | [7 empty] | 1 |  |  | 1 |  | 3 | 5 | SLUDGE PLANT |  | 5
463 | 4409010034 | RELAY OVRLD,M:3UA55 00-2B,12.5-20A | EA | [7 empty] | 0 |  |  | 0 |  | 5 | 10 | 27.6MVA COMPLEX GENERAL MAINTENANCE |  | 5 | OLD
464 | 4409010033 | RELAY OVRLD,M:3UA55 00-2C,16-25A | EA | [7 empty] | 7 |  |  | 7 |  | 3 | 5 | 27.6MVA COMPLEX GENERAL MAINTENANCE |  | 3 | OLD
465 | 4409010050 | RELAY OVRLD,M:3UC66 30-5B,125-200A | EA | [7 empty] | 3 |  |  | 3 |  | 1 | 2 | 27.6MVA COMPLEX GENERAL MAINTENANCE |  | 3
466 | 4409010244 | RELAY OVRLD,M:LRD 3365,80-104A | EA | [7 empty] | 5 |  |  | 5 |  | 3 | 5 | 27.6MVA COMPLEX GENERAL MAINTENANCE |  | 3 | OLD
467 | 4409010105 | RELAY OVRLD,M:LRD-08,2.5-4A | EA | [7 empty] | 1 |  |  | 1 |  | 3 | 5 | 27.6MVA COMPLEX GENERAL MAINTENANCE |  | 5
468 | 4409019386 | RELAY OVRLD;M:TA25DU-M;10-14A | EA | [7 empty] | 4 |  |  | 4 |  | 3 | 5 | SLUDGE PLANT |  | 5
469 | 4406990559 | RELAY OVRLD;M:TA25DU-M;18-25A | EA | [7 empty] | 11 |  |  | 11 |  | 5 | 8 | 27.6MVA COMPLEX GENERAL MAINTENANCE |  | 5
470 | 4409010238 | RELAY OVRLD;PN:3UW51 02-1J;6.3-10 A(3UW50 02-1J) | EA | [7 empty] | 1 |  |  | 1 |  | 5 | 10 | MENTAL BLOWER SAF-3,4&5 |  | 10
471 | 4409019410 | RELAY OVRLD;PN:3UW5102-1C;1.6-2.5A | EA | [7 empty] | 1 |  |  | 1 |  | 3 | 5 | DEDUSTING |  | 10
472 | 4409990012 | RELAY,M:EVV310,RE-300,PLUG IN,W/BASE | EA | [7 empty] | 25 |  |  | 25 |  | 15 | 30 | HT SWITCBOARD |  | 30
473 | 4409990556 | RELAY,M:RE300,220VDC,14 PIN,4NO+4NC | EA | [7 empty] | 6 |  |  | 6 |  | 15 | 30 | HT SWITCBOARD |  | 30
474 | 4409040003 | RELAY,M:RXME1,AUXILLARY,1NO+1NC | EA | [7 empty] | 3 |  |  | 3 |  | 3 | 5 | HT SWITCBOARD |  | 10
475 | 4409990068 | RELAY,M:RXPSU14,MULTI CNTCT,7NO+7NC | EA | [7 empty] | 3 |  |  | 3 |  | 3 | 5 | HT SWITCBOARD |  | 5
476 | 4409040004 | RELAY,M:RXSF1,AUXILLARY,1NO+2NC | EA | [7 empty] | 4 |  |  | 4 |  | 3 | 5 | HT SWITCBOARD |  | 5
477 | 4409040006 | RELAY,M:RXSF1,AUXILLARY,6NO | EA | [7 empty] | 3 |  |  | 3 |  | 2 | 4 | HT SWITCBOARD |  | 5
478 | 4409990071 | RELAY,M:RXTCS,CIRCUIT | EA | [7 empty] | 6 |  |  | 6 |  | 5 | 10 | HT SWITCBOARD |  | 5
479 | 4409010120 | RELAY,O/L,1-1.6A 3UA50 00-1A | EA | [7 empty] | 16 |  |  | 16 |  | 5 | 10 | 27.6MVA COMPLEX GENERAL MAINTENANCE |  | 5
480 | 4409030015 | RELAY,OVRLD,3RV2116-4.5-6.3A | EA | [7 empty] | 1 |  |  | 1 |  | 3 | 5 | 27.6MVA COMPLEX GENERAL MAINTENANCE |  | 5
481 | 4409010297 | RELAY,PN:81537029 | EA | [7 empty] | 1 |  |  | 1 |  | 1 | 1 | 600KVA DG |  | 1
482 | 4409010341 | RELAY,PN:81577083 | EA | [7 empty] | 1 |  |  | 1 |  | 1 | 1 | 600KVA DG |  | 1
483 | 4409010342 | RELAY,PN:81577084 | EA | [7 empty] | 1 |  |  | 1 |  | 1 | 1 | 600KVA DG |  | 1
484 | 4409990067 | RELAY,RXPQ8,TRIPPING,5NO+2NC | EA | [7 empty] | 3 |  |  | 3 |  | 3 | 5 | HT SWITCBOARD |  | 5
485 | 4804990125 | RESISTOR,BOX,RV:385,RA:55.20,10 MIN | EA | [6 empty] | 1 |  |  |  | 1 |  | 1 | 1 | 40T CRANE |  | 1
486 | 4804990124 | RESISTOR,BOX,RV:290,RA:39.19,10 MIN | EA | CRITICAL | [5 empty] | 1 |  |  |  | 1 |  | 1 | 1 | 40T CRANE |  | 1
487 | 4503060072 | RESISTOR,TRANSITION UNIT,F/OLTC | EA | [7 empty] | 4 |  |  | 4 |  | 2 | 4 | FURNACE X'MER 9.2 MVA |  | NA
488 | 4860992798 | ROD;PN:IN54380003-AC,E:VHA1 2-S;PUSH,HPA | EA | [7 empty] | 3 |  |  | 3 |  | 2 | 4 | HT SF6 BREAKER |  | 3
489 | 5204010010 | SCREW CAP,8X30MM,HTS,CSK ALLN | EA | [7 empty] | 40 |  |  | 40 |  | 20 | 30 | 27.6MVA COMPLEX GENERAL MAINTENANCE |  | 30
490 | 5201010014 | SCREW CAP,M16X50MM,HTS,ALLN,FT,MTRC CRS | EA | [7 empty] | 5 |  |  | 5 |  | 20 | 30 | 27.6MVA COMPLEX GENERAL MAINTENANCE |  | AS PER REQUIRMENT
491 | 5201010127 | SCREW CAP,M6X50MM,HTS,ALLN,HT,MTRC CRS | EA | [7 empty] | 45 |  |  | 45 |  | 20 | 30 | 27.6MVA COMPLEX GENERAL MAINTENANCE |  | AS PER REQUIRMENT
492 | 5201990052 | SCREW CAP,M8X16MM,ALLN,MTRC CRS | EA | [7 empty] | 32 |  |  | 32 |  | 20 | 30 | 27.6MVA COMPLEX GENERAL MAINTENANCE |  | AS PER REQUIRMENT
493 | 5204010003 | SCREW CAP,M8X40MM,HTS,CSK SCKT,FT | EA | [7 empty] | 80 |  |  | 80 |  | 20 | 30 | 27.6MVA COMPLEX GENERAL MAINTENANCE |  | AS PER REQUIRMENT
494 | 5232990188 | SCREW SLF DRLNG,5.5MM,60MM | EA | [7 empty] | 5 |  |  | 5 |  | 20 | 30 | 27.6MVA COMPLEX GENERAL MAINTENANCE |  | AS PER REQUIRMENT
495 | 5232990189 | SCREW SLF DRLNG,5.5X25MM | EA | [7 empty] | 5 |  |  | 5 |  | 20 | 30 | 27.6MVA COMPLEX GENERAL MAINTENANCE |  | AS PER REQUIRMENT
496 | 4405990123 | SCREW;PN:IN21210001-13;FOR HINGES IN HPA | EA | [7 empty] | 12 |  |  | 12 |  | 20 | 30 | HT SWITCHBOARD DOOR SCREW |  | 20
497 | 6004250226 | SEAL OIL,30X47X7MM | EA | [7 empty] | 0 |  |  | 0 |  | 1 | 1 | MOTOR REPAIRING 27.6MVA COMPLEX |  | 2
498 | 6004250049 | SEAL OIL,42X60X10MM | EA | [7 empty] | 0 |  |  | 0 |  | 1 | 1 | MOTOR REPAIRING 27.6MVA COMPLEX |  | 2
499 | 6004250100 | SEAL OIL,50X72X8MM | EA | [7 empty] | 0 |  |  | 0 |  | 1 | 1 | MOTOR REPAIRING 27.6MVA COMPLEX |  | 2
500 | 6004250067 | SEAL OIL,75X95X10MM | EA | [7 empty] | 0 |  |  | 0 |  | 1 | 1 | MOTOR REPAIRING 27.6MVA COMPLEX |  | 2
501 | 6006990493 | SEAL OIL;50MM,80MM,10MM,VTN | EA | [7 empty] | 0 |  |  | 0 |  | 1 | 1 | MOTOR REPAIRING 27.6MVA COMPLEX |  | 2
502 | 6099990190 | SEAL,OIL,ID:65,OD:85,THK:10MM | EA | [7 empty] | 2 |  |  | 2 |  | 2 | 2 | MOTOR REPAIRING 27.6MVA COMPLEX |  | 2
503 | 4104010489 | SENSOR PRESS,PN:2168684,GP-PR | EA | [7 empty] | 1 |  |  | 1 |  | 1 | 1 | 600KVA DG |  | 1
504 | 4104010490 | SENSOR PRESS,PN:3181180,GP-PR | EA | [7 empty] | 1 |  |  | 1 |  | 1 | 1 | 600KVA DG |  | 1
505 | 3001270021 | SHOE,F/CRNT COLLECTOR 250 A | EA | [7 empty] | 10 |  |  | 10 |  | 10 | 15 | 40T CRANE |  | 30
506 | 4405050089 | SIGNAL CONTACT-SHT CKT TRIP RIGHT-3RV1921-1M | EA | [7 empty] | 13 |  |  | 13 |  | 10 | 15 | 27.6MVA COMPLEX GENERAL MAINTENANCE |  | 5
507 | 4901050001 | SIREN,220VAC | EA | [7 empty] | 2 |  |  | 2 |  | 2 | 3 | FURNACE & SLUDGE PLANT |  | 3
508 | 4901050015 | SIREN,BRUSHLESS,220VAC,RANGE:0.5 KM | EA | [7 empty] | 3 |  |  | 3 |  | 2 | 3 | 40T CRANE |  | 3
509 | 4860096965 | SIREN,HOOTER,FLASHER,CONSUMPTION ALERT | EA | [7 empty] | 2 |  |  | 2 |  | 3 | 5 | FURNACE |  | 3
510 | 4860096963 | SIREN,HOOTER,FLASHER,CRANE MOVE ALERT | EA | 898383 | 1 |  |  |  | 6 |  | 1 |  |  | 8 |  | 3 | 5 | 40T CRANE/60t crane |  | 5 |  | 212/73
511 | 4599990265 | SLIPRING,F/51KW MOTOR | EA | [7 empty] | 1 |  |  | 1 |  | 1 | 2 | 40T CRANE |  | 2
512 | 4501260002 | SPINDLE;PN:317042610-250S;BRUSH HOLDER | EA | [7 empty] | 1 |  |  | 1 |  | 1 | 2 | 40T CRANE |  | 1
513 | 4501260001 | SPINDLE;PN:317042610-280M;BRUSH HOLDER | EA | [7 empty] | 1 |  |  | 1 |  | 1 | 2 | 40T CRANE |  | 1
514 | 3002040314 | SPRING ASSY;PN:93421010028;MASTER | EA | [7 empty] | 10 |  |  | 10 |  | 6 | 10 | 40T CRANE |  | 4
515 | 4406010148 | SPRING ASSY;PN:IN21920002-D;OPENING | EA | [7 empty] | 6 |  |  | 6 |  | 3 | 5 | HT SF6 BREAKER |  | 5
516 | 3002040320 | SPRING;PN:934SP0258;NOTCHING FOR MASTER | EA | [7 empty] | 10 |  |  | 10 |  | 6 | 10 | 40T CRANE |  | 5
517 | 5506010122 | SPRING;PN:IN21920001-21;TNSN,(BIG):HPA | EA | [7 empty] | 2 |  |  | 2 |  | 3 | 5 | HT SF6 BREAKER |  | 3
518 | 5506010139 | SPRING;PN:IN21920001-22;TENSION(SMALL | EA | [7 empty] | 2 |  |  | 2 |  | 3 | 5 | HT SF6 BREAKER |  | 3
519 | 4499990510 | SQUEEGEE,MULTIPURPOSE CABLE,LOCKOUT | EA | [7 empty] | 15 |  |  | 15 |  | 10 | 20 | LOTO SYSTEM |  | 10
520 | 4833010016 | STATION,CNTRL,LOCAL,F/RDOL FEEDER | EA | [7 empty] | 12 |  |  | 12 |  | 10 | 15 | DEDUSTING |  | 5
521 | 3002040321 | STOPPER;PN:93422010010;FOR MASTER | EA | [7 empty] | 8 |  |  | 8 |  | 6 | 10 | 40T CRANE |  | 3
522 | 4860990272 | STRIP;100MM,100MM,3MM,CU-AL BIMETALLIC | EA | [7 empty] | 14 |  |  | 14 |  | 10 | 15 | GENERAL MAINTENANCE |  | 10
523 | 4860991978 | STUD,BUSHING,F/TXFRMR,9.2MVA | EA | [7 empty] | 10 |  |  | 10 |  | 5 | 10 | 9.2 MVA X'MER FURNACE |  | NA
524 | 4821010188 | STUD;DWG:JSL-18-2206;TRAFO | EA | [7 empty] | 10 |  |  | 10 |  | 5 | 10 | 9.2 MVA X'MER FURNACE |  | NA
525 | 4401090091 | SWITCH LIMIT,GRAVITY | EA | [7 empty] | 11 |  |  | 11 |  | 2 | 10 | SAF-3,4&5 40T CRANE& FURNACE DOOR |  | 2
526 | 4401090171 | SWITCH LIMIT,M:IN53260001-1 | EA | [7 empty] | 2 |  |  | 2 |  | 2 | 4 | 40 T CRANE |  | 2
527 | 4401090031 | SWITCH LIMIT,M:LS/2SH/2,10 A | [8 empty] | 2 |  |  | 2 |  | 2 | 4 | 40T CRANE |  | 2
528 | 4401090034 | SWITCH LIMIT,M:NLLA | EA | [7 empty] | 1 |  |  | 1 |  | 1 | 2 | CAPACITOR BANK |  | 1 | CAPACITOR BANK ENTRANCE DOOR LIMIT
529 | 4401090080 | SWITCH LIMIT,ROTARY GEARD,RATIO:48/1 | EA | [7 empty] | 1 |  |  | 1 |  | 2 | 4 | 40T CRANE |  | 2
530 | 4401090271 | SWITCH LIMIT;PN:V-155-1C25 | EA | [7 empty] | 1 |  |  | 1 |  | 2 | 3
531 | 4435990018 | SWITCH SELCTR | EA | [7 empty] | 5 |  |  | 5 |  | 15 | 20 | MUDGUN SAF-3,4&5 |  | 20
532 | 4401020007 | SWITCH SELCTR,3 POS MAINTAINED | EA | [7 empty] | 21 |  |  | 21 |  | 15 | 20 | MUDGUN SAF-3,4&5 |  | 20
533 | 4401020081 | SWITCH SELCTR,CAM,F/MASTER CNTRLLER,10 A | EA | [7 empty] | 80 |  |  | 80 |  | 40 | 100 | 40T CRANE
534 | 4401020063 | SWITCH SELCTR,LOCAL REMOTE,16 A | EA | [7 empty] | 9 |  |  | 9 |  | 5 | 10 | HT SWITCHBOARD SAF-3,4&5 |  | 5
535 | 4401990126 | SWITCH,BRKR CNTRL,TNC,25A | EA | [7 empty] | 5 |  |  | 5 |  | 5 | 10 | HT SWITCHBOARD SAF-3,4&5
536 | 4401090161 | SWITCH,EMERGENCY,LOCK OUT,W/(2)NO +(2)NC | EA | [7 empty] | 3 |  |  | 3 |  | 5 | 10 | FURNACE CONTROL DESK |  | 2
537 | 4401040016 | SWITCH,M:3RV2921-1M,AUX | EA | [7 empty] | 2 |  |  | 2
538 | 4410010192 | SWITCH,M:SW 4020H22,10A,BELT,SWAY | EA | [7 empty] | 15 |  |  | 15 |  | 15 | 20 | RMHS |  | 20
539 | 4401990212 | SWITCH;PN:1VEB537301-001;MICRO | EA | [7 empty] | 3 |  |  | 3 |  | 3 | 5 | HT SF6 BREAKER |  | 5 | FOR SF6 BREAKER REPAIRING
540 | 4401990213 | SWITCH;PN:1VEB537301-002;MICRO | EA | [7 empty] | 2 |  |  | 2 |  | 3 | 5 | HT SF6 BREAKER |  | 5 | FOR SF6 BREAKER REPAIRING
541 | 6550010266 | TAP SET THRDNG,M 10,HSS | SET | [7 empty] | 1 |  |  | 1 |  | 3 | 5 | GENERAL MAINTENANCE |  | 5
542 | 6599990276 | TAP SET THRDNG,M 12,HSS | SET | [7 empty] | 2 |  |  | 2 |  | 3 | 5 | GENERAL MAINTENANCE |  | 5
543 | 6501020041 | TAP SET THRDNG,M 8,HSS | SET | [7 empty] | 2 |  |  | 2 |  | 3 | 5 | GENERAL MAINTENANCE |  | 5
544 | 4411010008 | TIMER,M:A1D1-X,ELECTRONIC | EA | [7 empty] | 2 |  |  | 2 |  | 3 | 5 | 40T CRANE |  | 5
545 | 4411020011 | TIMER,ON DELAY,0.05-60 SEC | EA | [7 empty] | 5 |  |  | 5 |  | 5 | 10 | 40T CRANE |  | 10
546 | 4411990434 | TIMER;PN:TR 610 TOP2,A:6100103;DGTL,230V | EA | [7 empty] | 2 |  |  | 2 |  | 3 | 5 | PLANT LIGHTING |  | 5
547 | 4109010085 | TRANSDUCER,CRNT,I/P:0-10A,O/P:4-20MA RISHAV | EA | [7 empty] | 7 |  |  | 7 |  | 3 | 10 | 9.2 MVA X'MER |  | 5 | FOR FURNACE PHASE CURRENT MEASUREMENT
548 | 4159016589 | TRANSDUCER,CRNT,I/P:0-1A,24VDC | EA | [7 empty] | 5 |  |  | 5 |  | 3 | 5 | HT SWITCHBOARD SAF-3,4&5 |  | 5 | FOR PRIMARY CURRENT MEASUREMENT FORNACE
549 | 4110010122 | TRANSDUCER,CURRENT,240VAC,I/P:0-5 A | EA | [7 empty] | 8 |  |  | 8 |  | 5 | 10 | 9.2 MVA X'MER |  | 3 | FOR FURNACE PHASE CURRENT MEASUREMENT
550 | 4110010152 | TRANSDUCER,M:MR1MU,MEASURING | EA | [7 empty] | 2 |  |  | 2 |  | 2 | 3 | 9.2 MVA X'MER |  | 3 | FOR X'MER TAPCHANGER
551 | 4110010228 | TRANSDUCER;PN:DV34KUD;DUAL VOLT OP,0-450V MASSIBUS | EA | [7 empty] | 6 |  |  | 6 |  | 5 | 10 | 9.2 MVA X'MER |  | 3 | FOR X'MER SECONDARY VOLTAGE MEASUREMENT
552 | 4110010209 | TRANSDUCER;PN:PD151135;0-1A,4-20MA | EA | [7 empty] | 15 |  |  | 15 |  | 5 | 10 | HT SWITCHBOARD SAF-3,4&5 |  | 5
553 | 4503060143 | TRANSFORMER,CNTRL,280 VA,415/230-110 V | EA | [7 empty] | 2 |  |  | 2 |  | 1 | 2 | 5T CRANE |  | 1
554 | 4860095790 | TRANSFORMER,CNTRL,3KVA,415/220V | EA | [7 empty] | 1 |  |  | 1 |  | 1 | 2 | 40T CRANE |  | 1
555 | 4609990004 | TRANSFORMER,CNTRL,4KVA,415/240V | EA | [7 empty] | 1 |  |  | 1 |  | 1 | 2 | 40T CRANE |  | 1
556 | 4605010029 | TRAY CABLE,25X100X2MM,GI,PERFORATED | M | [7 empty] | 0 |  |  | 0 |  | 100 | 500 | GENERAL MAINTENANCE |  | 200
557 | 4301040252 | VFD;PN:CIPR-GA70D4023ABMA;GA700,7.5KW | EA | [7 empty] | 2 |  |  | 2 |  | 1 | 2 | 40T CRANE CT |  | 2
558 | 4301030109 | VFD,E:MI 351-72,UNIT,MOTOR,F/TAPCHNGR | EA | INS-IMP(S) | [5 empty] | 1 |  |  |  | 1 |  | 1 | 1 | 9.2MVA X'MER |  | NA
559 | 4301010458 | VFD;PN:ACS560-01-088A-4-37/45KW-72/82.7A | EA | [6 empty] | 1 |  |  |  | 1
560 | 4301040251 | VFD;M:CIPR-GA70D4044ABMA;18.5 KW,400V | EA | [7 empty] | 0 |  |  | 0 |  | 1 | 2 | 40T CRANE LT |  | 2
561 | 4301010391 | VFD;PN:GA70D4012ABA;380-480V,50HZ,380 | EA | [7 empty] | 1 |  |  | 1 |  | 1 | 2 | MENTAL BLOWER |  | 2
562 | 5237020015 | WASHER LOCK,M8,HTS,SPRNG | EA | [7 empty] | 1000 |  |  | 1000 |  | 50 | 100 | 27.6MVA COMPLEX GENERAL MAINTENANCE |  | 50
563 | 6303013066 | WASHER PRESS CLNG;M:AQUATAK 130;HP | SET | [7 empty] | 1 |  |  | 1 |  | 1 | 1 | CAPACITOR BANK |  | 1 | FOR CAPACITOR BANK CLEANING
564 | 6005990245 | WASHER SEALG;DWG:JSL-18-2202 | EA | [7 empty] | 20 |  |  | 20 |  | 15 | 20 | FURNACE X'MER |  | 10
565 | 6005990247 | WASHER SEALG;DWG:JSL-18-2203 | EA | [7 empty] | 40 |  |  | 40 |  | 25 | 40 | FURNACE X'MER |  | 10
566 | 6005990246 | WASHER SEALG;DWG:JSL-18-2204 | EA | [7 empty] | 30 |  |  | 30 |  | 25 | 40 | FURNACE X'MER |  | 10
567 | 5238150007 | WASHER,16MM,SS 304 | EA | [7 empty] | 50 |  |  | 50 |  | 25 | 40 | 27.6MVA COMPLEX GENERAL MAINTENANCE |  | 100
568 | 5237060004 | WASHER,M10,SS 304 | EA | [7 empty] | 30 |  |  | 30 |  | 50 | 100 | 27.6MVA COMPLEX GENERAL MAINTENANCE |  | 200
569 | 5238150016 | WASHER,M12,SS 304 | EA | [7 empty] | 30 |  |  | 30 |  | 50 | 100 | 27.6MVA COMPLEX GENERAL MAINTENANCE |  | 300
570 | 3001440017 | WHEEL,FESTOON TROLLY,F/EOT CRANE | EA | [7 empty] | 16 |  |  | 16 |  | 15 | 20 | 40T CRANE |  | 10
571 | 5513070011 | WHEEL;PN:IE78.01.032;FRNT | EA | [7 empty] | 1 |  |  | 1 |  | 1 | 1 | VACCUM CLEANER |  | 1
572 | 4406030237 | CONTACTOR,M:3TF57,PWR,COIL:230VAC | EA | [7 empty] | 1 |  |  | 1 |  | 2 | 4 | 27.6MVA FURNACE GENERAL MAINTENANCE |  | 3
573 | 4406990479 | CONTACTOR,M:3TF47,COIL:230VAC | EA | [7 empty] | 1 |  |  | 1 |  | 3 | 5 | 27.6MVA FURNACE GENERAL MAINTENANCE |  | 10
574 | 4861010008 | CONTACTOR,M:3TF52 | EA | [7 empty] | 4 |  |  | 4 |  | 2 | 4 | 27.6MVA FURNACE GENERAL MAINTENANCE |  | 4 | OLD
575 | 4406990474 | CONTACTOR,M:3TF53 02-0A230,205 A,TP,AC3 | EA | [7 empty] | 5 |  |  | 5 |  | 2 | 4 | 27.6MVA FURNACE GENERAL MAINTENANCE |  | 5 | OLD
576 | 5208050065 | BOLT M/C,M8X120MM,SS 304,HEX HD | EA | [7 empty] | 242 |  |  | 242 |  | 50 | 100 | 27.6MVA FURNACE GENERAL MAINTENANCE |  | 20
577 | 5208990102 | BOLT M/C,M8X25MM,HEX HD,MTRC CRS | EA | [7 empty] | 357 |  |  | 357 |  | 100 | 200 | 27.6MVA FURNACE GENERAL MAINTENANCE |  | 300
578 | 5208030025 | BOLT M/C,M8X20MM,MS,HEX HD,MTRC CRS | EA | [7 empty] | 3000 |  |  | 3000 |  | 50 | 100 | 27.6MVA FURNACE GENERAL MAINTENANCE |  | 100
579 | 5208990100 | BOLT M/C,M8X50MM,HEX HD,MTRC CRS | EA | [7 empty] | 420 |  |  | 420 |  | 50 | 100 | 27.6MVA FURNACE GENERAL MAINTENANCE |  | 300
580 | 5208020087 | BOLT M/C,M20X300MM,HTS,HEX HD,MTRC CRS | EA | [7 empty] | 87 |  |  | 87 |  | 20 | 40 | 27.6MVA FURNACE GENERAL MAINTENANCE |  | 30
581 | 5208020274 | BOLT M/C,M12X250MM,HTS,HEX HD,FT | EA | [7 empty] | 46 |  |  | 46 |  | 20 | 50 | 27.6MVA FURNACE GENERAL MAINTENANCE |  | 24
582 | 5208020341 | BOLT M/C,M24X100MM,HTS,HEX HD,FT | EA | [7 empty] | 90 |  |  | 90 |  | 20 | 50 | 27.6MVA FURNACE GENERAL MAINTENANCE |  | AS PER REQUIREMENT
583 | 5208990014 | BOLT M/C,M20X100MM,HEX HD,MTRC CRS | EA | [7 empty] | 40 |  |  | 40 |  | 30 | 50 | 27.6MVA FURNACE GENERAL MAINTENANCE |  | AS PER REQUIREMENT
584 | 5208020131 | BOLT M/C,M20X120MM,HTS,HEX HD,FT | EA | [7 empty] | 30 |  |  | 30 |  | 30 | 50 | 27.6MVA FURNACE GENERAL MAINTENANCE |  | AS PER REQUIREMENT
585 | 5208030077 | BOLT M/C,M20X70MM,MS,HEX HD,FT,MTRC CRS | EA | [7 empty] | 28 |  |  | 28 |  | 30 | 50 | 27.6MVA FURNACE GENERAL MAINTENANCE |  | AS PER REQUIREMENT
586 | 5208020161 | BOLT M/C,M6X50MM,HTS,HEX HD,HT,MTRC CRS | EA | [7 empty] | 120 |  |  | 120 |  | 30 | 50 | 27.6MVA FURNACE GENERAL MAINTENANCE |  | 300
587 | 5221090004 | NUT HEX,M16 | EA | [7 empty] | 30 |  |  | 30 |  | 30 | 50 | 27.6MVA FURNACE GENERAL MAINTENANCE |  | 50
588 | 5221090073 | HEX NUT M12 | EA | [7 empty] | 56 |  |  | 56 |  | 30 | 50 | 27.6MVA FURNACE GENERAL MAINTENANCE |  | 100
589 | 5221090072 | NUT HEX,M10 | EA | [7 empty] | 35 |  |  | 35 |  | 30 | 50 | 27.6MVA FURNACE GENERAL MAINTENANCE |  | 200
590 | 5221090065 | HEX NUT M24 | EA | [7 empty] | 75 |  |  | 75 |  | 30 | 50 | 27.6MVA FURNACE GENERAL MAINTENANCE |  | AS PER REQUIREMENT
591 | 5203990031 | BOLT;ALLN,M5 *20 MM | EA | [7 empty] | 85 |  |  | 85 |  | 30 | 50 | 27.6MVA FURNACE GENERAL MAINTENANCE |  | AS PER REQUIREMENT
592 | 5204020014 | BOLT;ALLN,M8,1.25,40,ALLEN, COUNTERSUNK | EA | [7 empty] | 50 |  |  | 50 |  | 30 | 50 | 27.6MVA FURNACE GENERAL MAINTENANCE |  | AS PER REQUIREMENT
593 | 5208010009 | BOLT M/C,M20X50MM,GI,HEX HD,MTRC CRS | EA | [7 empty] | 30 |  |  | 30 |  | 30 | 50 | 27.6MVA FURNACE GENERAL MAINTENANCE |  | AS PER REQUIREMENT
594 | 5232990330 | BOLT ANCHOR,M10X100MM,TYPE:FASTNERS PIN | EA | [7 empty] | 120 |  |  | 120 |  | 30 | 50 | 27.6MVA FURNACE GENERAL MAINTENANCE |  | 100
595 | 5232990307 | BOLT ANCHOR,M8X100MM,TYPE:FASTNERS PIN | EA | [7 empty] | 120 |  |  | 120 |  | 30 | 50 | 27.6MVA FURNACE GENERAL MAINTENANCE |  | 100
596 | 5204020002 | BOLT ASSY;ALLN,M8,1.25MM,FT,35MM,CSK,SS | EA | [7 empty] | 60 |  |  | 60 |  | 30 | 50 | 27.6MVA FURNACE GENERAL MAINTENANCE |  | AS PER REQUIREMENT
597 | 5201010606 | FASTENER;ALLN,HTS GRADE 12.9,M12X130MM | EA | [7 empty] | 35 |  |  | 35 |  | 30 | 50 | 27.6MVA FURNACE GENERAL MAINTENANCE |  | AS PER REQUIREMENT
598 | 5201010649 | BOLT;ALLN,M10X20MM,HT | EA | [7 empty] | 9 |  |  | 9 |  | 20 | 30 | 27.6MVA FURNACE GENERAL MAINTENANCE |  | AS PER REQUIREMENT
599 | 4603020095 | GLAND CABLE,63MM,BRS,DBL CMPRSSN | EA | [7 empty] | 1 |  |  | 1 |  | 10 | 20 | 27.6MVA FURNACE GENERAL MAINTENANCE |  | 20
600 | 4603020026 | GLAND CABLE,32MM,BRS,DBL CMPRSSN | EA | [7 empty] | 791 |  |  | 791 |  | 40 | 60 | 27.6MVA FURNACE GENERAL MAINTENANCE |  | 100
601 | 4603020022 | GLAND CABLE,25MM,BRS,DBL CMPRSSN | EA | [7 empty] | 3 |  |  | 3 |  | 40 | 60 | 27.6MVA FURNACE GENERAL MAINTENANCE |  | 100
602 | 4603020021 | GLAND CABLE,22MM,BRS,DBL CMPRSSN | EA | [7 empty] | 0 |  |  | 0 |  | 40 | 60 | 27.6MVA FURNACE GENERAL MAINTENANCE |  | 100
603 | 4603020007 | GLAND CABLE,19MM,BRS | EA | [7 empty] | 33 |  |  | 33 |  | 40 | 60 | 27.6MVA FURNACE GENERAL MAINTENANCE |  | 200
604 | 4603020094 | GLAND CABLE,57MM,BRS,DBL CMPRSSN | EA | [7 empty] | 6 |  |  | 6 |  | 10 | 20 | 27.6MVA FURNACE GENERAL MAINTENANCE |  | 30
605 | 4603050288 | GLAND CABLE;PWR,PVC,12-16MM2,M24X1.5 | EA | [7 empty] | 12 |  |  | 12 |  | 50 | 100 | 27.6MVA FURNACE GENERAL MAINTENANCE |  | 50
606 | 4806990077 | GLAND CABLE;PVC,25MM,25*1.5MM | EA | [7 empty] | 10 |  |  | 10 |  | 50 | 100 | 27.6MVA FURNACE GENERAL MAINTENANCE |  | 50
607 | 4603030005 | GLAND CABLE 36MM PVC | EA | [7 empty] | 49 |  |  | 49 |  | 20 | 30 | 27.6MVA FURNACE GENERAL MAINTENANCE |  | 30
608 | 3001060016 | BRACKET;PN:1073006165;BOOT,ALUMUNIUM,RRC | EA | [7 empty] | 1
609 | 3001060017 | BATTERY;PN:1073008001 BATT/COMBI;RRC | EA | [7 empty] | 2
610 | 4826010279 | SWITCH TOGGLE;PN:1073008064;RRC COMBI | EA | [7 empty] | 1
611 | 4108011087 | MODULE;PN:1073008135;RADIO REMOTE | EA | [7 empty] | 1
612 | 4138010164 | CARD;PN:1073008013;CNTRL,RADIO REMOTE | EA | [7 empty] | 1
613 | 4499990101 | KIT TRMNTN,1CX1000MM2,INDOOR,33 KVE | EA | [5 empty] | 15 |  |  |  |  | 15 |  | 10 | 15 | 27.6MVA FURNACE GENERAL MAINTENANCE |  |  |  | 01,02/11
614 | 4860990141 | KIT CABLE JNT,HT ST,1CX1000MM2,XLPE | EA | [5 empty] | 3 |  |  |  |  | 3 |  |  |  | 27.6MVA FURNACE GENERAL MAINTENANCE |  |  |  | 03,04,05/11
615 | 4607990057 | KIT CBL JNT;O/D,AL,1000MM2,33KV,1C | EA | [5 empty] | 12 |  |  |  |  | 12 |  |  |  | 27.6MVA FURNACE GENERAL MAINTENANCE |  |  |  | 06,07/11
616 | 4814990014 | KIT TRMNTN,HT,3C,400MM2,HEAT SHRINK | EA | [5 empty] | 0 |  |  |  |  | 0 |  |  |  | 27.6MVA FURNACE GENERAL MAINTENANCE |  |  |  | 2024-08-11
617 | 4607990002 | KIT CABLE JNT,33KV,E,3CX300MM2,STRGHT | EA | [5 empty] | 2 |  |  |  |  | 2 |  | 3 | 5 | 27.6MVA FURNACE GENERAL MAINTENANCE |  |  |  | 9/11,10/11
618 | 4699990016 | KIT TRMNTN,3CX300MM2,HT CABLE | EA | [5 empty] | 1 |  |  |  |  | 1 |  | 3 | 5 | 27.6MVA FURNACE GENERAL MAINTENANCE |  |  |  | 2024-10-11
619 | 4814990068 | KIT CABLE JNT,3CX240MM2,STRGHT,HT,11KV | EA | [5 empty] | 4 |  |  |  |  | 4 |  | 3 | 5 | 27.6MVA FURNACE GENERAL MAINTENANCE |  |  |  | 17/11
620 | 4814990012 | KIT TRMNTN,HT,3C,240MM2,HEAT SHRINK | EA | [5 empty] | 3 | 12 |  |  |  | 15 |  | 3 | 5 | 27.6MVA FURNACE GENERAL MAINTENANCE |  |  |  | 18/11
621 | 4860990150 | KIT CABLE JNT,ST THRG,3CX185MM2,6.6/11KV | EA | [5 empty] | 13 |  |  |  |  | 13 |  |  |  | 27.6MVA FURNACE GENERAL MAINTENANCE |  |  |  | 20-25/11
622 | 4860990144 | KIT CABLE JNT,3CX185MM2,INDOOR,6.6/11KV | EA | [5 empty] | 1 |  |  |  |  | 1 |  |  |  | 27.6MVA FURNACE GENERAL MAINTENANCE |  |  |  | 26/11
623 | 3203010068 | 6206 ZZ | EA | [5 empty] | 4 |  |  |  |  | 4 |  |  |  | repeated
624 | 3203010143 | 6208 ZZ | EA | [5 empty] | 0 |  |  |  |  | 0
625 | 3204060715 | 6215 ZZ | [11 empty] | 0
626 | 3203011296 | 6215 ZZ | [11 empty] | 0
627 | 3203100192 | 6215 ZZ | EA | [5 empty] | 7 |  |  |  |  | 7
628 | 3203010600 | 6216 C3 | EA | [5 empty] | 2 |  |  |  |  | 2
629 | 3203010037 | 6218 C3 | EA | [5 empty] | 8 |  |  |  |  | 8
630 | 3203010072 | 6308 ZZ | EA | [5 empty] | 2 |  |  |  |  | 2
631 | 3203010073 | 6309 ZZ | EA | [5 empty] | 0 |  |  |  |  | 0
632 | 3203010132 | 6311 ZZ | EA | [5 empty] | 15 |  |  |  |  | 15
633 | 3203010134 3203100509 | 6315 C3 | EA | [5 empty] | 9 |  |  |  |  | 9
634 | 3203010135 3203020093 | 6316 ZZ | EA | [5 empty] | 13 |  |  |  |  | 13
635 | 3203010136 3203010139 | 6317 C3 | EA | [5 empty] | 6 |  |  |  |  | 6
636 | 3203010146 | 6318 C3 | EA | [5 empty] | 10 |  |  |  |  | 10
637 | 3201030476 | 6321 C3 | EA | [5 empty] | 2 |  |  |  |  | 2
638 | 3203010893 | 6324 C3 | EA | [5 empty] | 0 |  |  |  |  | 0
639 | 3203010893 | 6324 -M -J200AA - C3 | EA | [5 empty] | 1 |  |  |  |  | 1
640 | 3203010892 | 6330 -M -J200AA - C3 | EA | [5 empty] | 1 |  |  |  |  | 1
641 | 3203010778 | 6322 C3 | EA | [5 empty] | 12 |  |  |  |  | 12
642 | 3203010850 3203010059 | 6217 C3 | EA | [5 empty] | 0 |  |  |  |  | 0
643 | 3203011397 | BEARING BALL;PN:7308-B-JP;ANGLR CNTCT | EA | [5 empty] | 9 |  |  |  |  | 9
644 | 3203020012 | 608ZZ | EA | [5 empty] | 10 |  |  |  |  | 10
645 | 3203010706 | 629 | EA | [5 empty] | 8 |  |  |  |  | 8
646 | 3203100044 | 627-2ZR | EA | [5 empty] | 15 |  |  |  |  | 15
647 | 3203010013 | 6210ZZ | EA | [5 empty] | 0 |  |  |  |  | 0
648 | 3203040095 | 22211KEJW33 | EA | [5 empty] | 1 |  |  |  |  | 1
649 | 3203011397 | 7308BWG | EA | [5 empty] | 1 |  |  |  |  | 1
650 | 3203010026 | BEARING BALL,PN:7311,ANG CNTCT,SNGL ROW | EA | [10 empty] | 0
651 | 3203011099 | NJ 2205 | EA | [5 empty] | 9 |  |  |  |  | 9
652 | 3203020203 | NU 206 | EA | [5 empty] | 16 |  |  |  |  | 16
653 | 3204020020 | NJ 406 - MIA - C4 | EA | [5 empty] | 11 |  |  |  |  | 11
654 | 3203010943 | 6406 C 3 | EA | [5 empty] | 7 |  |  |  |  | 7
655 | 3203010155 | 7309 B-JP-UA | EA | [5 empty] | 8 |  |  |  |  | 8
656 | 3203080000 | 3206 - BD - TVH - L205 | EA | [5 empty] | 1 |  |  |  |  | 1
657 | 3201030287 | 7308 - BJP | EA | [5 empty] | 0 |  |  |  |  | 0
658 | 3203030057 | NJ 313 C4 | EA | [5 empty] | 14 |  |  |  |  | 14
659 | 3201030249 | NU 218 EMI C3 | EA | [5 empty] | 4 |  |  |  |  | 4
660 | 3203010022 | NU 324 EC | EA | [5 empty] | 1 |  |  |  |  | 1
661 | 3200010137 | NJ 2306 EM | EA | [5 empty] | 0 |  |  |  |  | 0
662 | 3201040097 | 22210E - JW 33 | EA | [5 empty] | 14 |  |  |  |  | 14
663 | 3203020231 | 7311 B | EA | [5 empty] | 10 |  |  |  |  | 10
664 | 3203010626 | 2309 K | EA | [5 empty] | 2 |  |  |  |  | 2
665 | 3203050221 | NJ 210 E | EA | [5 empty] | 10 |  |  |  |  | 10
666 | 3203020208 | NU 208 | EA | [5 empty] | 3 |  |  |  |  | 3
667 | 3203010026 | 7311 B - JP | EA | [5 empty] | 4 |  |  |  |  | 4
668 | 3203010491 | 7312 E | EA | [5 empty] | 4 |  |  |  |  | 4
669 | 3203040482 | NJ 2305 E TVP | EA | [5 empty] | 11 |  |  |  |  | 11
670 | 3203040137 | 22218 E | EA | [5 empty] | 2 |  |  |  |  | 2
671 | 2303010143 | NU 222 CE | EA | [5 empty] | 2 |  |  |  |  | 2
672 | 3203010034 | NU 321 E. CJ | EA | [5 empty] | 2 |  |  |  |  | 2
673 | 3203040051 | NU 305 E | EA | [5 empty] | 24 |  |  |  |  | 24
674 | 3203020062 | NJ 2317 - EMA - C3 | EA | [5 empty] | 2 |  |  |  |  | 2
675 | 3203010920 | NU 317 E-XL-MI | EA | [5 empty] | 11 |  |  |  |  | 11
676 | 3203100084 | NU 313 C3 | EA | [5 empty] | 7 |  |  |  |  | 7
677 | 3204020002 | NU 319 E . M1 . C3 | EA | [5 empty] | 0 |  |  |  |  | 0
678 | 3203010370 | NU 324 E MI C3 | EA | [5 empty] | 1 |  |  |  |  | 1
679 | 3203010374 | NU 319 E MA C3 (TIMKEN) | EA | [5 empty] | 6 |  |  |  |  | 6
680 | 3203010343 | 2311 SKC3 | EA | [5 empty] | 2 |  |  |  |  | 2
681 | 3203020063 | BEARING ROLLER,PN:NJ2311ECPC3,CYL NJ 2311 E - TVP2 - C3 NTN | EA | [5 empty] | 4 |  |  |  |  | 4
682 | 3203010491 | NTN 7312 B. BJ-P | EA | [5 empty] | 0 |  |  |  |  | 0
683 | 3203040051 3203060032 | NJ 305 E | EA | [5 empty] | 4 |  |  |  |  | 4
684 | 3203011297 | NU 317 E. M1. C3 | EA | [5 empty] | 0 |  |  |  |  | 0
685 | 3204010068 | NU310 EJP1 | EA | [5 empty] | 2 |  |  |  |  | 2
686 | 3203020022 | BEARING ROLLER,PN:NU 321,CYL,SNGL ROW | EA | [5 empty] | 0 |  |  |  |  | 0
687 | 4406030131 | CONTACTOR,M:LC1 F115,PWR | EA | [5 empty] | 3 |  |  |  |  | 3 | [7 empty] | 2024-01-15
688 | 4406030130 | CONTACTOR,M:LC1 F225,PWR | EA | [5 empty] | 2 |  |  |  |  | 2 | [7 empty] | 2024-02-15
689 | 4406990538 | COIL ELEC,E:LC1 F115,F/CNTCTOR,110 V | EA | [5 empty] | 9 |  |  |  |  | 9 | [7 empty] | 2024-03-15
690 | 4406990539 | COIL ELEC,E:LC1 F225,F/CNTCTOR,110 V | EA | [5 empty] | 7 |  |  |  |  | 7 | [7 empty] | 2024-04-15
691 | 4406990542 | KIT,E:LC1 F225,MOVING,FIX,F/CNTCTR | EA | [5 empty] | 0 |  |  |  |  | 0 | [7 empty] | 2024-05-15
692 | 4406990052 | KIT,E:LC1F115,MOVING AND FIX,F/CNTCTR | EA | [5 empty] | 0 |  |  |  |  | 0 | [7 empty] | 2024-06-15
693 | 4406030081 | CONTACTOR,POWER,220VAC,CAT:MC10DN22, 40A | EA | [5 empty] | 5 |  |  |  |  | 5 | [7 empty] | 2024-07-15
694 | 4406030068 | CONTACTOR,POWER,220VAC,CAT:MC10EN22, 70A | EA | [5 empty] | 2 |  |  |  |  | 2 | [7 empty] | 2024-08-15
695 | 4406990144 | BCH CONT. KIT 70 A | EA | [5 empty] | 8 |  |  |  |  | 8 | [7 empty] | 2024-09-15
696 | 4406990143 | BCH CONT. KIT 40 A | EA | [5 empty] | 9 |  |  |  |  | 9 | [7 empty] | 2024-10-15
697 | 4406990412 | BCH CONT. COIL 70 A | EA | [5 empty] | 11 |  |  |  |  | 11 | [7 empty] | 2024-11-15
698 | 4406990411 | BCH CONT. COIL 40 A | EA | [5 empty] | 11 |  |  |  |  | 11 | [7 empty] | 2024-12-15
699 | 4411020011 | BCH ON DELAY TIMER | EA | [5 empty] | 4 |  |  |  |  | 4 | [7 empty] | 13/15
700 | 4401090150 | BCH LIMIT SWITCH | EA | [5 empty] | 38 |  |  |  |  | 38 | [7 empty] | 14/15
701 | 4401090031 | JAI BALAJI LIMIT SWITCH | EA | [5 empty] | 4 |  |  |  |  | 4 | [7 empty] | 15/15
702 | 4406030070 | BCH 57 CONTACTOR | EA | [5 empty] | 2 |  |  |  |  | 2 | [7 empty] | 16/15
703 | 4406030069 | BCH 55 CONTACTOR | EA | [5 empty] | 1 |  |  |  |  | 1 | [7 empty] | 17/15
704 | 4406990146 | BCH 57 TIPS | EA | [5 empty] | 1 |  |  |  |  | 1 | [7 empty] | 19/15
705 | 4406990145 | BCH 55 TIPS | EA | [5 empty] | 1 |  |  |  |  | 1 | [7 empty] | 20/15
706 | 4406990414 | BCH 57 COIL | EA | [5 empty] | 2 |  |  |  |  | 2 | [7 empty] | 21/15
707 | 4406990413 | BCH 55 COIL | EA | [5 empty] | 1 |  |  |  |  | 1 | [7 empty] | 22/15
708 | 4406990693 | M3RT 1075 CONTACTOR | EA | [5 empty] | 7 |  |  |  |  | 7 | [7 empty] | 23/15
709 | 4406990692 | M3RT 1064 CONTACTOR | EA | [5 empty] | 3 |  |  |  |  | 3 | [7 empty] | 24/15
710 | 4401090162 | PRECISION LIMIT SWITCH PSSIL-L-2 2NO+2NC BCH | [6 empty] | 47 |  |  |  |  | 47 | [7 empty] | 25/15
711 | 4499990769 | FEEDER M FG51 FROUP H 55/57 | [6 empty] | 3 |  |  |  |  | 3 | [7 empty] | 26/15
712 | 4409010121 | OLR 1.6 - 2.5 A | EA | [5 empty] | 3 |  |  |  |  | 3 | [7 empty] | 2024-01-19
713 | 4409010119 | OLR 2 - 3.2 A | EA | [5 empty] | 19 |  |  |  |  | 19 | [7 empty] | 2024-02-19
714 | 4409010122 | OLR 2.5 - 4 A | EA | [5 empty] | 4 |  |  |  |  | 4 | [7 empty] | 2024-03-19
715 | 4409010123 | OLR 3.2 - 5 A | EA | [5 empty] | 5 |  |  |  |  | 5 | [7 empty] | 2024-04-19
716 | 4409010118 | OLR 0.8 - 1.25 A | EA | [5 empty] | 9 |  |  |  |  | 9 | [7 empty] | 2024-05-19
717 | 4409010120 | OLR 1- 1.6 A | EA | [5 empty] | 13 |  |  |  |  | 13 | [7 empty] | 2024-06-19
718 | 4409010164 | OLR 5 -8 A | EA | [5 empty] | 8 |  |  |  |  | 8 | [7 empty] | 2024-07-19
719 | 4409010093 | OLR 8 -12.5 A | EA | [5 empty] | 10 |  |  |  |  | 10 | [7 empty] | 2024-08-19
720 | 4409010035 | OLR 10 - 16 A | EA | [5 empty] | 16 |  |  |  |  | 16 | [7 empty] | 2024-09-19
721 | 4409010034 | OLR 12.5 -20 A | EA | [5 empty] | 7 |  |  |  |  | 7 | [7 empty] | 2024-10-19
722 | 4409010033 | OLR 16 - 25 A | EA | [5 empty] | 8 |  |  |  |  | 8 | [7 empty] | 2024-11-19
723 | 4409010214 | OLR 20 - 32 A | EA | [5 empty] | 8 |  |  |  |  | 8 | [7 empty] | 2024-12-19
724 | 4409010048 | OLR 40 - 63 A | EA | [5 empty] | 6 |  |  |  |  | 6 | [7 empty] | 13/19
725 | 4409010032 | OLR 250 - 400 A | EA | [5 empty] | 0 |  |  |  |  | 0 | [7 empty] | 14/19
726 | 4409010154 | OLR 115 - 180 A | EA | [5 empty] | 5 |  |  |  |  | 5 | [7 empty] | 15/19
727 | 4409010050 | OLR 125 -200 A | EA | [5 empty] | 5 |  |  |  |  | 5 | [7 empty] | 16/19
728 | 4409010049 | OLR 63 - 100 A | EA | [5 empty] | 4 |  |  |  |  | 4 | [7 empty] | 17/19
729 | 4409010154 | OLR 100 - 160 A | EA | [5 empty] | 4 |  |  |  |  | 4 | [7 empty] | 18/19
730 | 4409010070 | OLR 10 - 16 A | EA | [5 empty] | 2 |  |  |  |  | 2 | [7 empty] | 19/19
731 | 4406990540 | OLR 132 - 220 A | EA | [5 empty] | 1 |  |  |  |  | 1 | [7 empty] | 20/19
732 | 4406990694 | OLR 150 - 630 A | EA |  |  |  |  | 2 | 5 |  |  |  |  | 7 | [7 empty] | 21/19
733 | 4409010124 | OLR 20 - 32 A | EA | [5 empty] | 0 |  |  |  |  | 0 | [7 empty] | 22/19
734 | 4409010116 | OLR 25 - 40 A | EA | [5 empty] | 0 |  |  |  |  | 0 | [7 empty] | 23/19
735 | 4409010175 | OLR 30 - 50 A | EA | [5 empty] | 0 |  |  |  |  | 0 | [7 empty] | 24/19
736 | 4409010272 | OLR 70 - 95 A | EA | [5 empty] | 0 |  |  |  |  | 0 | [7 empty] | 25/19
737 | 4409010082 | OLR 25 - 100 A | EA | [5 empty] | 0 |  |  |  |  | 0 | [7 empty] | 26/19
738 | 4409010226 | OLR 50 - 200 A | EA | [5 empty] | 5 |  |  |  |  | 5 | [7 empty] | 27/19
739 | 4426010003 | OLR 60 - 80 A | EA | [5 empty] | 5 |  |  |  |  | 5 | [7 empty] | 28/19
740 | 4405050081 | 0.9 - 1.25 A | EA | [5 empty] | 6 |  |  |  |  | 6 | [7 empty] | 2024-01-23
741 | 4405050087 | 2.2 - 3.2 A MPCB | EA | [5 empty] | 6 |  |  |  |  | 6 | [7 empty] | 2024-02-23
742 | 4405050028 | 13 - 20 A MPCB | EA | [5 empty] | 2 |  |  |  |  | 2 | [7 empty] | 2024-03-23
743 | 4405050095 | 5.5 - 8 A | EA | [5 empty] | 0 |  |  |  |  | 0 | [7 empty] | 2024-04-23
744 | 4405050069 | 0.6 - 1 A | EA | [5 empty] | 33 |  |  |  |  | 33 | [7 empty] | 2024-05-23
745 | 4405050099 | 9 - 12.5 A | EA | [5 empty] | 11 |  |  |  |  | 11 | [7 empty] | 2024-06-23
746 | 4405050086 | 16 - 22 A | EA | [5 empty] | 2 |  |  |  |  | 2 | [7 empty] | 2024-07-23
747 | 4405050091 | 3.5 - 5 A | EA | [5 empty] | 0 |  |  |  |  | 0 | [7 empty] | 2024-08-23
748 | 4405050102 | 1.8 - 2.5 A | EA | [5 empty] | 1 |  |  |  |  | 1 | [7 empty] | 2024-09-23
749 | 4405050084 | 10 - 16 A | EA | [5 empty] | 0 |  |  |  |  | 0 | [7 empty] | 2024-10-23
750 | 4405050092 | 36 - 50 A | EA | [5 empty] | 1 |  |  |  |  | 1 | [7 empty] | 2024-11-23
751 | 4405050094 | 45 - 63 A | EA | [5 empty] | 7 |  |  |  |  | 7 | [7 empty] | 2024-12-23
752 | 4860096723 | 45 - 63 A | EA | [5 empty] | 1 |  |  |  |  | 1 | [7 empty] | 13/23
753 | 4405050089 | 22 - 32 A | EA | [5 empty] | 9 |  |  |  |  | 9 | [7 empty] | 14/23
754 | 4409010002 | 35 - 50 A | EA | [5 empty] | 0 |  |  |  |  | 0 | [7 empty] | 15/23
755 | 4405050097 | 70 - 90 A | EA | [5 empty] | 1 |  |  |  |  | 1 | [7 empty] | 16/23
756 | 4405050167 | 28-40 A | EA | [5 empty] | 0 |  |  |  |  | 0 | [7 empty] | 17/23
757 | 4405050098 | 80-100 A | EA | [5 empty] | 6 |  |  |  |  | 6 | [7 empty] | 18/23
758 | 4405050104 | 1-1.6 A | EA | [5 empty] | 22 |  |  |  |  | 22 | [7 empty] | 19/23
759 | 4405040051 | 63 A MCCB | EA | [5 empty] | 4 |  |  |  |  | 4 | [7 empty] | 2024-01-28
760 | 4405040039 | 80 A | EA | [5 empty] | 4 |  |  |  |  | 4 | [7 empty] | 2024-02-28
761 | 4499990401 | 100 A | EA | [5 empty] | 5 |  |  |  |  | 5 | [7 empty] | 2024-03-28
762 | 4405040247 | 125 A | EA | [5 empty] | 3 |  |  |  |  | 3 | [7 empty] | 2024-04-28
763 | 4405040246 | 250 A (crane) | EA | [5 empty] | 0 |  |  |  |  | 0 | [7 empty] | 2024-05-28
764 | 4405050245 | 630 A | EA | [5 empty] | 0 |  |  |  |  | 0 | [7 empty] | 2024-06-28
765 | 4422014736 | 400 A | EA | [5 empty] | 2 |  |  |  |  | 2 | [7 empty] | 2024-07-28
766 | 4405040271 | 800 A | EA | [5 empty] | 1 |  |  |  |  | 1 | [7 empty] | 2024-08-28
767 | 4409010077 | 32 A | EA | [5 empty] | 0 |  |  |  |  | 0 | [7 empty] | 2024-09-28
768 | 4405040143 | 63 A,3P | EA | [5 empty] | 29 |  |  |  |  | 29 | [7 empty] | 2024-10-28
769 | 4405040143 | 63 - 630 A, 3P | EA | [5 empty] | 0 |  |  |  |  | 0
770 | 4422016421 | 160 A | EA | [5 empty] | 2 |  |  |  |  | 2 | [7 empty] | 2024-11-28
771 | 4422016432 | 200 A | EA | [5 empty] | 0 |  |  |  |  | 0 | [7 empty] | 2024-12-28
772 | 4422016424 | 125 A | EA | [5 empty] | 3 |  |  |  |  | 3 | [7 empty] | 13/28
773 | 4405040051 | 63A | EA | [5 empty] | 2 |  |  |  |  | 2 | [7 empty] | 14/28
774 | 4405040246 | 250 A | EA | [5 empty] | 1 |  |  |  |  | 1 | [7 empty] | 15/28
775 | 4422016431 | 160A | EA | [5 empty] | 2 |  |  |  |  | 2 | [7 empty] | 16/28
776 | 4406990641 | 3 TF 47 POWER CONT. (AC COIL - 230V) | EA | [5 empty] | 0 |  |  |  |  | 0 | [7 empty] | 2024-01-31
777 | 4406030064 | 3 TF 48 POWER CONT. | EA | [10 empty] | 0
778 | 4499990470 | 3 TF 50 POWER CONT. (AC COIL - 110V) | EA | [5 empty] | 7 |  |  |  |  | 7 | [7 empty] | 02/31
779 | 4406030256 | 3 TF 46 POWER CONT. (DC COIL - 24V) | EA | [5 empty] | 10 |  |  |  |  | 10 | [7 empty] | 2024-03-31
780 | 4406030257 | 3 TF 32 POWER CONT. (DC COIL 24 V) | EA | [5 empty] | 8 |  |  |  |  | 8 | [7 empty] | 04/31
781 | 4860095919 | 3 TH 30 POWER CONT. | EA | [5 empty] | 0 |  |  |  |  | 0 | [7 empty] | 2024-05-31
782 | 4499990253 | 3 TF 33 POWER CONT. | EA | [5 empty] | 0 |  |  |  |  | 0 | [7 empty] | 06/31
783 | 4406030084 | 3 TF 34 POWER CONT. (AC COIL 230V) | EA | [5 empty] | 2 |  |  |  |  | 2 | [7 empty] | 2024-07-31
784 | 4861010008 | 3 TF 52 POWER CONT. (AC COIL - 230V) | EA | [5 empty] | 0 |  |  |  |  | 0
785 | 4406990308 | 3TF54 CONTACTOR,M,220VAC,2NO-2NC | EA | [5 empty] | 6 |  |  |  |  | 6
786 | 4406030065 | 3 TF 56 POWER CONT. (COIL - 230V) | EA | [5 empty] | 10 |  |  |  |  | 10
787 | 4406990291 | 3 TF 57 POWER CONT. (COIL - 415V) | EA | [5 empty] | 0 |  |  |  |  | 0
788 | 4406990347 | 3 TH 30 AUX. CONT. 2NO+2NC 230V | EA | [5 empty] | 17 |  |  |  |  | 17
789 | 4406990470 | 3 TF 50 CONT. COIL 230V | EA | [5 empty] | 4 |  |  |  |  | 4
790 | 4406030085 | 3 TF 30 (POWER CONT.) 230V | EA | [5 empty] | 8 |  |  |  |  | 8
791 | 4411990009 | 3 TH 30 DC AUX. CONT. 2NO+2NC (COIL - 220V) | EA | [5 empty] | 19 |  |  |  |  | 19
792 | 4406990118 | CONTACTOR,M:3TH30-31E,220VDC,3NO+1NC | EA | [5 empty] | 10 |  |  |  |  | 10
793 | 4406030031 | 3TF46 COIL 230V 3NO+1NC | EA | [5 empty] | 1 |  |  |  |  | 1
794 | 4406990742 | 3TH30,AUX,COIL:110V | EA | [5 empty] | 25 |  |  |  |  | 25
795 | 4406030064 | 3TF48 AC 230V | EA | [5 empty] | 5 |  |  |  |  | 5
796 | 4807010046 | Soft Starter | EA | [5 empty] | 3 |  |  |  |  | 3
797 | 4406030290 | CONTACTOR;M:3TC4417-0AN4;PWR,230V DC,32A | EA | [5 empty] | 0 |  |  |  |  | 0
798 | 4406990333 | 3 TF 30 (230V) | EA | [5 empty] | 1 |  |  |  |  | 1
799 | 4406030240 | CONTACTOR,M:3RT2016-1AP01,220V,9A | EA | [5 empty] | 10 |  |  |  |  | 10
800 | 4499990053 | CONT. TIPS 3TF 47 | EA | [5 empty] | 0 |  |  |  |  | 0
801 | 4406990086 | CONT. TIPS 3TF 50 | EA | [5 empty] | 9 |  |  |  |  | 9
802 | 4406990049 | CONT. TIPS 3TF 52 | EA | [5 empty] | 9 |  |  |  |  | 9
803 | 4406990139 | CONT. TIPS 3TF 54 | EA | [5 empty] | 5 |  |  |  |  | 5
804 | 4406990148 | CONT. TIPS 3TF 56 | EA | [5 empty] | 0 |  |  |  |  | 0
805 | 4406990731 | CONT. TIPS 3TF 57 | EA | [5 empty] | 0 |  |  |  |  | 0
806 | 4406990442 | 3TF54 230V | EA | [5 empty] | 8 |  |  |  |  | 8
807 | 4406990519 | 3TF50 110V | EA | [5 empty] | 10 |  |  |  |  | 10
808 | 4198990069 | 3TF54 230V | EA | [5 empty] | 8 |  |  |  |  | 8
809 | 4499990471 | 3TF48 240V | EA | [5 empty] | 1 |  |  |  |  | 1
810 | 4406990291 | 3TF57 220V | EA | [5 empty] | 1 |  |  |  |  | 1
811 | 4601010075 | CABLE;1MM2,8PAIR,CU,ARMRD | M | [10 empty] | 0
812 | 4601010091 | CABLE,1MM2,12PAIR,CU,ARMRD/RND | M | [10 empty] | 0
813 | 4601010454 | CABLE INSTRMNT;SHIELD,1.0MM2,24P,CU,1KV | M | [10 empty] | 0
814 | 4601010461 | CABLE;ARMOURED,FLEX,1MM2,24C,CU,230V,PVC | M | [10 empty] | 0
815 | 4601010073 | CABLE,ARM,1MM2,2PAIR,CU | M | [10 empty] | 0
816 | 4601010121 | CABLE,1.5MM2,2C,CU,ARMRD | M | [10 empty] | 0
817 | 4601020089 | CABLE,1.5MM2,3C,CU,1.1KV,FLXBL | M | [10 empty] | 0
818 | 4601010067 | CABLE,1.5MM2,5C,CU,PVC,ARMRD | M | [10 empty] | 0
819 | 4601010119 | CABLE,ARMRD,1.5MM2,7C,CU | M | [10 empty] | 0
820 | 4601020118 | CABLE,2.5MM2,3C,CU,FLXBL | M | [10 empty] | 0
821 | 4601010099 | CABLE,2.5MM2,4C,CU,ARMRD | M | [10 empty] | 0
822 | 4601020091 | CABLE,2.5MM2,4C,CU,FLXBL | M | [10 empty] | 0
823 | 4601010035 | CABLE;4MM2,3C,ANNLD CU,1.1KV,ARMRD | M | [10 empty] | 0
824 | 4601020114 | CABLE,4MM2,4C,CU,FLXBL | M | [10 empty] | 0
825 | 4601010038 | CABLE,4MM2,4C,CU,1.1KV,ARMRD | M | [10 empty] | 0
826 | 4601020113 | CABLE,10MM2,1C,CU,FLXBL | M | [10 empty] | 0
827 | 4601020088 | CABLE,10MM2,4C,CU,UNARMRD/TRS | M | [10 empty] | 0
828 | 4601020112 | CABLE,FLXBL,16MM2,1C,CU | M | [10 empty] | 0
829 | 4601060210 | CABLE;FLXBL,16MM2,4C,TNND CU,1.1KV,EPR | M | [10 empty] | 0
830 | 4601060210 | CABLE;FLXBL,16MM2,4C,TNND CU,1.1KV,EPR | M | [10 empty] | 0
831 | 4601020068 | CABLE,25MM2,1C,CU,FLXBL | M | [10 empty] | 0
832 | 4601990733 | CABLE;TRS FLEXIBLE,25MM2,4C,Cu,1.1KV | M | [10 empty] | 0
833 | 4601020115 | CABLE,35MM2,1C,CU,FLXBL | M | [10 empty] | 0
834 | 4601020137 | CABLE,50MM2,1C,CU,FLXBL | M | [10 empty] | 0
835 | 4601990732 | CABLE;TRS FLEXIBLE,50MM2,4C,Cu,1.1KV | M | [10 empty] | 0
836 | 4601020136 | CABLE,70MM2,1C,CU,FLXBL | M | [10 empty] | 0
837 | 4601020070 | CABLE,FLXBL,95MM2,1C,CU | M | [10 empty] | 0
838 | 4601990595 | CABLE,CU.,FLEXIBLE,1CX150MM2 | M | [10 empty] | 0
839 | 4601990540 | CABLE,2.5MM2,4C,HEAT RESISTANCE | M | [10 empty] | 0
840 | 4601990381 | CABLE;FLXBL,4MM2,4C,TRS COPPER,1.1KV,VIR | M | [10 empty] | 0
841 | 4601010013 | CABLE,2.5MM2,3C,CU,1.1KV,GI,ARMRD | M | [10 empty] | 0
842 | 4601010055 | CABLE,ARM.,10MM2,4C,ALU | M | [10 empty] | 0
843 | 4601010021 | CABLE,16MM2,4C,ALU,1.1KV,ARMRD | M | [10 empty] | 0
844 | 4601010084 | CABLE,25MM2,4C,ALU,ARMRD | M | [10 empty] | 0
845 | 4601010115 | CABLE,35MM2,3.5C,ALU,ARMRD | M | [10 empty] | 0
846 | 4601010022 | CABLE,50MM2,3.5C,ALU,1.1KV,ARMRD | M | [10 empty] | 0
847 | 4601010023 | CABLE,70MM2,3.5C,ALU,ARMRD | M | [10 empty] | 0
848 | 4601010040 | CABLE,95MM2,3.5C,ALU,ARMRD | M | [10 empty] | 0
849 | 4601010024 | CABLE,120MM2,3.5C,ALU,ARMRD | M | [10 empty] | 0
850 | 4601060023 | CABLE,150MM2,3.5C,ALU,LT | M | [10 empty] | 0
851 | 4601010140 | CABLE,3CX185MM2,6.6KV,AL,XLPE | M | [10 empty] | 0
852 | 4601990176 | CABLE,240MM2,3.5C,ALU | M | [10 empty] | 0
853 | 4601060052 | CABLE,3 CX240MM2,HT ALU(XLPE) | M | [10 empty] | 0
854 | 4601990547 | CABLE,ARMOURED,ALU,3.5CX300 SQMM | M | [10 empty] | 0
855 | 4601060119 | CABLE,M:A2XFY,3CX300MMSQ,33KV(E),HT | M | [10 empty] | 0
856 | 4601010139 | CABLE;HT,630MM2,1C,AL,33KV,XLPE,ARMD | M | [10 empty] | 0
857 | 4601010198 | CABLE,1CX1000 SQMM,ARMRD,ALU.XLPE | M | [10 empty] | 0
858 | 4499990101 | KIT TRMNTN,1CX1000MM2,INDOOR,33 KVE | EA | [5 empty] | 15 |  |  |  |  | 15
859 | 4860990141 | KIT CABLE JNT,HT ST,1CX1000MM2,XLPE | EA | [5 empty] | 1 |  |  |  |  | 1
860 | 4607990057 | KIT CBL JNT;O/D,AL,1000MM2,33KV,1C | EA | [5 empty] | 12 |  |  |  |  | 12
861 | 4814990014 | KIT TRMNTN,HT,3C,400MM2,HEAT SHRINK | EA | [5 empty] | 0 |  |  |  |  | 0
862 | 4607990002 | KIT CABLE JNT,33KV,E,3CX300MM2,STRGHT | EA | [5 empty] | 3 |  |  |  |  | 3
863 | 4699990016 | KIT TRMNTN,3CX300MM2,HT CABLE | EA | [5 empty] | 4 |  |  |  |  | 4
864 | 4814990068 | KIT CABLE JNT,3CX240MM2,STRGHT,HT,11KV | EA | [5 empty] | 4 |  |  |  |  | 4
865 | 4814990012 | KIT TRMNTN,HT,3C,240MM2,HEAT SHRINK | EA | [5 empty] | 3 |  |  |  |  | 3
866 | 4860990150 | KIT CABLE JNT,ST THRG,3CX185MM2,6.6/11KV | EA | [5 empty] | 13 |  |  |  |  | 13
867 | 4860990144 | KIT CABLE JNT,3CX185MM2,INDOOR,6.6/11KV | EA | [5 empty] | 1 |  |  |  |  | 1
868 | 4607990052 | KIT CBL JNT;O/D,3C,AL,3CX120MM2,6.6/11KV | EA | [5 empty] | 9 |  |  |  |  | 9
869 | 4860990149 | KIT CABLE JNT,3CX120MM2,ST THRG,6.6/11KV | EA | [5 empty] | 2 |  |  |  |  | 2
870 | 4409010355 | RELAY,M:7SJ6001 5EA00 0DA0 | [6 empty] | 1 |  |  |  |  | 1
871 | 4405020031 | PLUG,PN:4321087001,ASSLY,64 PIN,W/PINS | [6 empty] | 1 |  |  |  |  | 1
872 | 4405020113 | MOTOR,PN:4107830041,VCB | [6 empty] | 1 |  |  |  |  | 1
873 | 4405020036 | SWITCH,PN:4392133074,M:3SV9274,AUX | [6 empty] | 1 |  |  |  |  | 1
874 | 4405020115 | SWITCH,PN:4392133020,TEST/SERVICE,VCB | [6 empty] | 2 |  |  |  |  | 2
875 | 4405020037 | SWITCH LIMIT,PN:4107766906,M:3SV92 20 | [6 empty] | 5 |  |  |  |  | 5
876 | 4405020035 | RECTIFIER,PN:4107749003,M:3AX1525-1F | [6 empty] | 3 |  |  |  |  | 3
877 | 4409080050 | RELAY;M:VAJC11ZF8305ACH;CNTRL,220-230VDC | [6 empty] | 8 |  |  |  |  | 8
878 | 4409990701 | RELAY;M:VAJH13YF67B;TRIPPING,220VDC | [6 empty] | 8 |  |  |  |  | 8
879 | 4409060013 | RELAY;M:CDG11AF006SACH;EARTH FAULT_INV | [6 empty] | 5 |  |  |  |  | 5
880 | 4880014749 | RELAY,M:VAPM31AF21A,FUSE FALURE,110VAC | [6 empty] | 5 |  |  |  |  | 5
881 | 4409040025 | RELAY,M:VAA33ZG8314FCH,AUX,220-250VDC | [6 empty] | 15 |  |  |  |  | 15
882 | 4409010354 | RELAY,M:7RW6000-5EA00-0DA0 | [6 empty] | 1 |  |  |  |  | 1
883 | 4409990556 | RELAY,M:RE300,220VDC,14 PIN,4NO+4NC | [6 empty] | 37 |  |  |  |  | 37
884 | 4110010084 | TRANSDUCER,F/PWR FACTOR | [6 empty] | 5 |  |  |  |  | 5
885 | 4110010086 | TRANSDUCER,REACTIVE PWR | [6 empty] | 4 |  |  |  |  | 4
886 | 4110010178 | TRANSDUCER;S:VT504K681046006;VOLT,0-120V | [6 empty] | 6 |  |  |  |  | 6
887 | 4198991758 | TRANSDUCER,APPARENT PWR | [6 empty] | 5 |  |  |  |  | 5
888 | 4110010085 | TRANSDUCER,ACTIVE PWR | [6 empty] | 7 |  |  |  |  | 7
889 | 4110010086 | TRANSDUCER,REACTIVE PWR | [6 empty] | 6 |  |  |  |  | 6
890 | 4199990889 | TRANSDUCER,CRNT,I/P:1A,O/P:4-20MA | [6 empty] | 8 |  |  |  |  | 8
891 | 4409990067 | RELAY,RXPQ8,TRIPPING,5NO+2NC | [6 empty] | 10 |  |  |  |  | 10
892 | 4409990068 | RELAY,M:RXPSU14,MULTI CNTCT,7NO+7NC | [6 empty] | 14 |  |  |  |  | 14
893 | 4409040004 | RELAY,M:RXSF1,AUXILLARY,1NO+2NC | [6 empty] | 8 |  |  |  |  | 8
894 | 4409040003 | RELAY,M:RXME1,AUXILLARY,1NO+1NC | [6 empty] | 7 |  |  |  |  | 7
895 | 4818010815 | Relay CAT | [6 empty] | 0 |  |  |  |  | 0
896 | 4409010228 | RELAY,PN:IMYN569698-G(74T),M:RXTCS | [6 empty] | 6 |  |  |  |  | 6
897 | 4401990126 | SWITCH,BRKR CNTRL,TNC,25A | [6 empty] | 20 |  |  |  |  | 20
898 | 4401020063 | SWITCH SELCTR,LOCAL REMOTE,16 A | [6 empty] | 23 |  |  |  |  | 23
899 | 4409990605 | FUSE,FAILURE RELAY(FFR),110 V | [6 empty] | 10 |  |  |  |  | 10
900 | 4108010585 | PCB,PN:S140P,TRNSMTTR,POSTN | [6 empty] | 1 |  |  |  |  | 1
901 | 5238990330 | WASHER,SEALING,30X54X24MM F/20MVA TRAFO | [6 empty] | 29 |  |  |  |  | 29
902 | 5238990329 | WASHER,SEALING,20X38X18MM F/20MVA TRAFO | [6 empty] | 52 |  |  |  |  | 52
903 | 4807990037 | STARTER,PN:PSR16-600-70,ABB,SOFT,7.5KW | [6 empty] | 6 |  |  |  |  | 6
904 | 4411020003 | TIMER,ON DELAY,230VAC,2C/O | [6 empty] | 6 |  |  |  |  | 6
905 | 4506990021 | MOTOR,SPRNG CHARGING,220/250VDC/AC | [6 empty] | 5 |  |  |  |  | 5
906 | 6004250587 | SEAL OIL;DWG:JSL-01-1930;30MM,54MM | [6 empty] | 10 |  |  |  |  | 10
907 | 6004250586 | SEAL OIL;DWG:JSL-01-1930;19.5MM,37MM | [6 empty] | 11 |  |  |  |  | 11
908 | 4401010187 | SWITCH PRESS,HPA,(SET 2+/-0.1) | [6 empty] | 5 |  |  |  |  | 5
909 | 5422010035 | SHOCK ABSRBR;PN:IN52560002-1(TRIPPING),A | [6 empty] | 5 |  |  |  |  | 5
910 | 5422010036 | SHOCK ABSRBR;PN:HPA(5256711-10)(CLOSING) | [6 empty] | 5 |  |  |  |  | 5
911 | 4409040041 | RELAY;M:3C/O-MCC-110D;PLA | [6 empty] | 20 |  |  |  |  | 20
912 | 4409040040 | RELAY;MPC,24VDC,5A,11PIN,5A,3C/O,IP55 | [6 empty] | 12 |  |  |  |  | 12
913 | 4409040006 | RELAY,M:RXSF1,AUXILLARY,6NO | [6 empty] | 8 |  |  |  |  | 8
914 | 4406010148 | SPRING ASSY;PN:IN21920002-D;OPENING | [6 empty] | 8 |  |  |  |  | 8
915 | 4409990085 | RELAY;M:VHXM22B;UNDER VOLTAGE | [6 empty] | 10 |  |  |  |  | 10
916 | 4406010149 | SPRING ASSY;PN:IN21920002-B;CLSNG | [6 empty] | 13 |  |  |  |  | 13
917 | 4409040042 | RELAY;M:RXME1 INRK221052-AH;AUX,2NO+2NC | [6 empty] | 10 |  |  |  |  | 10
918 | 4409060004 | RELAY;PN:INRK411-006-DE,M:RXIG22;110-125 | [6 empty] | 5 |  |  |  |  | 5
919 | 4409090003 | RELAY;PN:1MRK 000 066-AB,M:RXKL1;TIME | [6 empty] | 6 |  |  |  |  | 6
920 | 4860991965 | JUMPER,A:MV450072R1,CU | [6 empty] | 3 |  |  |  |  | 3
921 | 4110010060 | TRANSDUCER,VOLTAGE | [6 empty] | 15 |  |  |  |  | 15
922 | 4109010088 | TRANSDUCER;CURRENT,0-10A AC,4-20MA DC | [6 empty] | 1 |  |  |  |  | 1
923 | 4808130005 | METER ENERGY;M:ELITE 440-445;SECURE | [6 empty] | 1 |  |  |  |  | 1
924 | 4860097010 | METER ENERGY,M:ELITE 440-443,SECURE | [6 empty] | 12 |  |  |  |  | 12
925 | 7025995815 | ASSEMBLY;PN:1VYN 402301-EE,T:HPA SF6 CB | [6 empty] | 4 |  |  |  |  | 4
926 | 4860096979 | TROLLEY;PN:1VYN402301-FM;TRNSFRMR | [6 empty] | 2 |  |  |  |  | 2
927 | 4503010176 | TRANSFORMER PTNTL;PN:PI2001;RESIN CAST | [6 empty] | 6 |  |  |  |  | 6
928 | 4101210073 | THERMOSTAT,L:175MM,STEM,30-90DEG C,20A | [6 empty] | 18 |  |  |  |  | 18
929 | 6119040002 | CONNECTOR ELEC,50MM2,BRAIDED FLXBL,CU | [6 empty] | 8 |  |  |  |  | 8
930 | 4110010084 | LINE FREQUENCY TRANSDUCER | [6 empty] | 4 |  |  |  |  | 4
931 | 4411030009 | TIMER,OFF DELAY,3RP1531-1AP30,0.5-10 SEC | [6 empty] | 12 |  |  |  |  | 12
932 | 4861010051 | CONTACTOR,M:3RH2122-1AP00,2NO+2NC,230VAC | [6 empty] | 10 |  |  |  |  | 10
933 | 4860992495 | BLOCK CNTCT;PN:3RH2911-1HA22;230VAC | [6 empty] | 29 |  |  |  |  | 29
934 | 4411030005 | TIMER,3RP1533-1AP30,OFF DELAY,1NO+1NC | [6 empty] | 0 |  |  |  |  | 0
935 | 4411020013 | TIMER,3RP1513-1AP30,ON DELAY,5-100 SEC | [6 empty] | 2 |  |  |  |  | 2
936 | 4198990015 | TRANSFORMER IGNTN,I/P-230 V;O/U:1 | [6 empty] | 7 |  |  |  |  | 7
937 | 4601990831 | CABLE ASSY;IGNTN,6MM2,CLMPD,SILICON,10KV | [6 empty] | 21 |  |  |  |  | 21
938 | 4499990521 | RELAY,THERM OVERLOAD,57-70A,3UA58 008YZ1 | [6 empty] | 2 |  |  |  |  | 2
939 | 4499990470 | CONTACTOR,3TF50,110VAC | [6 empty] | 0 |  |  |  |  | 0
940 | 4406990316 | CONTACTOR,32A,110 VAC,CAT:3TF34 | [6 empty] | 4 |  |  |  |  | 4
941 | 4411990019 | TIMER,STAR DELTA | [6 empty] | 2 |  |  |  |  | 2
942 | 4409990579 | RELAY,PHASE FAILURE,S2VMR6 | [6 empty] | 8 |  |  |  |  | 8
943 | 4405050222 | CKT BRKR,MPCB,4-6.3 A,MS325 | [6 empty] | 8 |  |  |  |  | 8
944 | 4409010317 | RELAY OVRLD,M:3RB2143-4EW1,25-100A | [6 empty] | 1 |  |  |  |  | 1
945 | 4599990268 | MATCH AUTOTRANSFO.T1,36.7÷61.3/280-180V | [6 empty] | 1 |  |  |  |  | 1
946 | 4899990495 | BOX,CT'S TERMINAL,F/20MVA TRANSFO | [6 empty] | 1 |  |  |  |  | 1
947 | 4507016011 | TRANSFORMER,CURRENT,606/3A,50VA,CL-0.5 | [6 empty] | 1 |  |  |  |  | 1
948 | 4820010014 | ARRESTER ELEC,M:SB 48/10.3-0,LIGHTING | [6 empty] | 6 |  |  |  |  | 6
949 | 4504020148 | BUSHING ELEC,E:52/630-P1,TXFRMR | [6 empty] | 3 |  |  |  |  | 3
950 | 4301030099 | VFD,M:ED100S,UNIT,MOTOR,TAPMOTION | [6 empty] | 1 |  |  |  |  | 1
951 | 4104010454 | SENSOR GP LE,PN-2399957 | [6 empty] | 1 |  |  |  |  | 1
952 | 4104010602 | SENSOR,GP-PR,PN:1638516 | [6 empty] | 3 |  |  |  |  | 3
953 | 4119990112 | CONTROL G,PN-1020050 | [6 empty] | 2 |  |  |  |  | 2
954 | 4104010490 | SENSOR,GP-PR,PN-3181180 | [6 empty] | 1 |  |  |  |  | 1
955 | 4409010297 | RELAY,PN-81537029 | [6 empty] | 1 |  |  |  |  | 1
956 | 4409010341 | RELAY,PN-81577083 | [6 empty] | 1 |  |  |  |  | 1
957 | 4409010342 | RELAY,PN.81577084 | [6 empty] | 1 |  |  |  |  | 1
958 | 4401990155 | SWITCH,PN.81577036 | [6 empty] | 1 |  |  |  |  | 1
959 | 4111010032 | SOLENOID,A,PN-9X1413 | [6 empty] | 1 |  |  |  |  | 1
960 | 4860990332 | DIODE,A,PN:1W9070 | [6 empty] | 1 |  |  |  |  | 1
961 | 5501050037 | AVR ,PN- R450 | [6 empty] | 0 |  |  |  |  | 0
962 | 4860097016 | VARISTOR,DSG62,PN.023K | [6 empty] | 1 |  |  |  |  | 1
963 | 4860097017 | DIODE,PN063K,DSG52/62/LSC62 F/625-1000KV | [6 empty] | 3 |  |  |  |  | 3
964 | 4856990015 | THROTTLE,CABLE,PN-81537216 | [6 empty] | 1 |  |  |  |  | 1
965 | 3301990267 | V BELT,PN-6N6657 | [6 empty] | 4 |  |  |  |  | 4
966 | 3301020140 | BELT,V,PART NO. 9L6639,FOR DG,CAT | [6 empty] | 1 |  |  |  |  | 1
967 | 4863010040 | SENSOR GP,PN:4309449,F/600 KVA DG | [6 empty] | 1 |  |  |  |  | 1
968 | 4104010489 | SENSOR PRESS,PN:2168684,GP-PR | [6 empty] | 2 |  |  |  |  | 2
969 | 4409010297 | RELAY,PN:81537029 | [6 empty] | 1 |  |  |  |  | 1
970 | 4409010341 | RELAY,PN:81577083 | [6 empty] | 1 |  |  |  |  | 1
971 | 4409010342 | RELAY,PN:81577084 | [6 empty] | 1 |  |  |  |  | 1
972 | 4401990155 | SWITCH,PN:81577036 | [6 empty] | 1 |  |  |  |  | 1
973 | 4111010032 | VALVE SOLENOID,PN:9X1413 | [6 empty] | 1 |  |  |  |  | 1
974 | 4860990332 | DIODE,PN:1W9070,A | [6 empty] | 1 |  |  |  |  | 1
975 | 5501050037 | REGULATOR VOLTG,PN:R450,AVR | [6 empty] | 1 |  |  |  |  | 1
976 | 4860097016 | VARISTOR,PN:023K,E:DSG62 | [6 empty] | 1 |  |  |  |  | 1
977 | 4860097017 | DIODE,E:DSG52/62/LSC62,R:PN063K,1000KV | [6 empty] | 1 |  |  |  |  | 1
978 | 4856990015 | CABLE PUSH PULL,PN:81537216,THROTTLE | [6 empty] | 1 |  |  |  |  | 1
979 | 3301990267 | BELT V,PN:6N6657 | [6 empty] | 4 |  |  |  |  | 4
980 | 3301020140 | BELT V,PN:9L6639,CATERPILLAR,FOR DG,CAT | [6 empty] | 1 |  |  |  |  | 1
981 | 5501050039 | FILTER ASSY,PN:1R1808,AS-LU | [6 empty] | 0 |  |  |  |  | 0
982 | 7012010221 | FILTER,PN:4161225,AS,F/GENERATOR | [6 empty] | 2 |  |  |  |  | 2
983 | 7012010216 | FILTER FUEL,PN:81531064,PRE | [6 empty] | 1 |  |  |  |  | 1
984 | 4863010020 | CLEANER,PN:81536171,AIR | [6 empty] | 2 |  |  |  |  | 2
985 | 2301010034 2301010025 | OIL INDSTRL,PN:3E9848,E:3306,20L,ENGINE OIL ATMTVE,ENGINE,15W-40 | [6 empty] | 230 |  |  |  |  | 230
986 | 2301030019 | COOLANT;PN:4692718;ELC PREMIX,20L | [6 empty] | 60 |  |  |  |  | 60
987 | 6402020250 | HOSE;PN:3718952;CM HOSE BULK | [6 empty] | 30 |  |  |  |  | 30
988 | 5102990189 | CLAMP;PN:5P1717,E:600KVA DG | [6 empty] | 4 |  |  |  |  | 4
989 | 6001990824 | GASKET;PN:8N3248,E:600KVA DG | [6 empty] | 1 |  |  |  |  | 1
990 | 6402991131 | HOSE;PN:6N7030,E:600KVA DG | [6 empty] | 2 |  |  |  |  | 2
991 | 5550010030 | CLAMP,PN:5P4868 | [6 empty] | 4 |  |  |  |  | 4
992 | 6001990823 | GASKET;PN:4N1418,E:600KVA DG | [6 empty] | 1 |  |  |  |  | 1
993 | 4403020018 | BOARD DSTRBTN,VTPN,12-WAY | [6 empty] | 2 |  |  |  |  | 2
994 | 4405990010 | CB,HPA,POLE,33KV,2000A | [11 empty] | 0
995 | 4412010006 | BOX JNCTN,600X400X200MM,PANEL | [6 empty] | 14 |  |  |  |  | 14
996 | 4412010043 | BOX JNCTN,600X400X200MM,PANEL | [11 empty] | 0
997 | 4412010108 | BOX JNCTN,600X400X200MM,PANEL | [11 empty] | 0
998 | 4412010021 | BOX JNCTN,600X600X300MM | [6 empty] | 3 |  |  |  |  | 3
999 | 4412010010 | BOX JNCTN,150X150X120 W/TB | [6 empty] | 2 |  |  |  |  | 2
1000 | 4412010109 | BOX JNCTN,H150XW150XD120MM,MS,ID TYPE | [6 empty] | 22 |  |  |  |  | 22
1001 | 4503030009 | TRANSFORMER,NEUTRAL CRNT,RATIO:3/1A | [6 empty] | 2 |  |  |  |  | 2
1002 | 4814990091 | BOX ELEC;PC,250X300X150MM,415V,WL | [6 empty] | 10 |  |  |  |  | 10
1003 | 4405990018 | MCB,63A,4P | [6 empty] | 8 |  |  |  |  | 8
1004 | 4405010077 | MCB,32A,3P+N,3KA | [6 empty] | 2 |  |  |  |  | 2
1005 | 4405010131 | MCB,32A,2P | [6 empty] | 7 |  |  |  |  | 7
1006 | 4405010142 | CIRCUIT BREAKER,MINIATURE,16A,2P | [6 empty] | 11 |  |  |  |  | 11
1007 | 4405010160 | MCB,M:5SX2210-7,2P,C10A | [6 empty] | 11 |  |  |  |  | 11
1008 | 4405010068 4405010133 | MCB,6A,2P,10KA,AC | [6 empty] | 7 |  |  |  |  | 7
1009 | 4405010082 | MCB,20A,1P | [6 empty] | 36 |  |  |  |  | 36
1010 | 4405010181 | MCB,16A,1P | [6 empty] | 1 |  |  |  |  | 1
1011 | 4405010156 | MCB,10A,SINGLE POLE | [6 empty] | 62 |  |  |  |  | 62
1012 | 4405010155 | MCB,6A,1P | [6 empty] | 15 |  |  |  |  | 15
1013 | 4405010157 | MCB,32A,3P+N,3KA | [6 empty] | 3 |  |  |  |  | 3
1014 | 4405010043 | MCB,32A,2P | [6 empty] | 0 |  |  |  |  | 0
1015 | 4405010098 4405010077 | MCB,M:S273C32,32A,3P,10KA | [6 empty] | 1 |  |  |  |  | 1
1016 | 4405010046 | MCB,M:5SX2210-7,2P,C10A | [6 empty] | 16 |  |  |  |  | 16
1017 | 4405010116 | MCB,400VAC,16A,3P | [6 empty] | 13 |  |  |  |  | 13
1018 | 4405010120 | MCB,400VAC,16A,4P | [6 empty] | 14 |  |  |  |  | 14
1019 | 4405010136 | MCB,4A,2P | [6 empty] | 20 |  |  |  |  | 20
1020 | 4405010007 | MCB,M:5SX2202-7,250/440V | [6 empty] | 39 |  |  |  |  | 39
1021 | 4405010044 | MCB,2A,2P | [6 empty] | 5 |  |  |  |  | 5
1022 | 4405010058 | MCB,2A,3P | [6 empty] | 12 |  |  |  |  | 12
1023 | 4405010278 | CB;M:A9N61526;MCB,6A,220VDC,2P | [6 empty] | 18 |  |  |  |  | 18
1024 | 4405010133 | CB;M:A9N61526;MCB,6A,220VDC,2P | [11 empty] | 0
1025 | 4405010068 | CB;M:A9N61526;MCB,6A,220VDC,2P | [11 empty] | 0
1026 | 4405010279 | CB;M:A9N61528;MCB,10A,220VDC,2P | [6 empty] | 26 |  |  |  |  | 26
1027 | 4405010280 | CB;M:A9N61531;MCB,16A,220VDC,2P | [6 empty] | 17 |  |  |  |  | 17
1028 | 4405010277 | CB;M:A9N61533;MCB,25A,220VDC,2P | [6 empty] | 15 |  |  |  |  | 15
1029 | 4499990635 | ELCB,63A,4P,30 MA | [6 empty] | 0 |  |  |  |  | 0
1030 | 4405070010 | RCCB,40A,4P,30 MA | [6 empty] | 29 |  |  |  |  | 29
1031 | 4405070008 | CIRCUIT BREAKER,RCCB,25A,2P,30MA | [6 empty] | 25 |  |  |  |  | 25
1032 | 4413010012 | SOCKET ELEC,INDUSTRIAL,20 A,230 V | [6 empty] | 13 |  |  |  |  | 13
1033 | 4413010012 | INDUSTRIAL SOCKET,16 A,230 V | [6 empty] | 7 |  |  |  |  | 7
1034 | 4414010014 | PLUG ELEC,INDUSTRIAL,20 A,220V | [6 empty] | 75 |  |  |  |  | 75
1035 | 4603020093 | GLAND CABLE,10MM,BRS,DBL CMPRSSN | [6 empty] | 100 |  |  |  |  | 100
1036 | 4603020013 | GLAND CABLE,12MM,BRS,DBL CMPRSSN | [6 empty] | 70 |  |  |  |  | 70
1037 | 4603020015 | GLAND CABLE,16MM,BRS,DBL CMPRSSN | [6 empty] | 68 |  |  |  |  | 68
1038 | 4603020017 | GLAND CABLE,18MM,BRS,DBL CMPRSSN | [6 empty] | 45 |  |  |  |  | 45
1039 | 4603020018 | GLAND CABLE,19MM,BRS,DBL CMPRSSN | [6 empty] | 96 |  |  |  |  | 96
1040 | 4603020021 | GLAND CABLE,22MM,BRS,DBL CMPRSSN | [6 empty] | 0 |  |  |  |  | 0
1041 | 4603020022 | GLAND CABLE,25MM,BRS,DBL CMPRSSN | [6 empty] | 0 |  |  |  |  | 0
1042 | 4603020024 | GLAND CABLE,28MM,BRS,SNGL CMPRSSN | [6 empty] | 28 |  |  |  |  | 28
1043 | 4603020026 | GLAND CABLE,32MM,BRS,DBL CMPRSSN | [6 empty] | 40 |  |  |  |  | 40
1044 | 4603020028 | GLAND CABLE,37MM,BRS,DBL CMPRSSN | [6 empty] | 27 |  |  |  |  | 27
1045 | 4603020029 | GLAND CABLE,40MM,BRS,DBL CMPRSSN | [6 empty] | 31 |  |  |  |  | 31
1046 | 4603020034 | GLAND CABLE,50MM,BRS,SNGL CMPRSSN | [6 empty] | 27 |  |  |  |  | 27
1047 | 4603020094 | GLAND CABLE,57MM,BRS,DBL CMPRSSN | [6 empty] | 17 |  |  |  |  | 17
1048 | 4603020095 | GLAND CABLE,63MM,BRS,DBL CMPRSSN | [6 empty] | 19 |  |  |  |  | 19
1049 | 4603020036 | GLAND CABLE,70MM,BRS,SNGL CMPRSSN | [6 empty] | 20 |  |  |  |  | 20
1050 | 4603020037 | GLAND CABLE,75MM,BRS,SNGL CMPRSSN | [6 empty] | 20 |  |  |  |  | 20
1051 | 4860096728 | CONNECTOR ELEC,E:CBT170,CABLE | [6 empty] | 63 |  |  |  |  | 63
1052 | 4860096727 | BLOCK TRMNL,M:CBT110,CABLE | [6 empty] | 198 |  |  |  |  | 198
1053 | 4809010174 | BLOCK TRMNL,M:CBT100,DINRAIL MNTD | [6 empty] | 420 |  |  |  |  | 420
1054 | 4860096993 | BLOCK TRMNL,M:CST 70,DINRAIL MNTD | [6 empty] | 81 |  |  |  |  | 81
1055 | 4860096074 | BLOCK TRMNL,M:CST 35,DINRAIL MNTD | [6 empty] | 535 |  |  |  |  | 535
1056 | 4860096073 | BLOCK TRMNL,E:CST 25,DINRAIL MNTD | [6 empty] | 492 |  |  |  |  | 492
1057 | 4860096992 | BLOCK TRMNL,M:CST16,DINRAIL MNTD | [6 empty] | 372 |  |  |  |  | 372
1058 | 4860096991 | BLOCK TRMNL,M:CST10,DINRAIL MNTD | [6 empty] | 305 |  |  |  |  | 305
1059 | 4402020023 | BLOCK TRMNL,6MM2,CST-6 | [6 empty] | 228 |  |  |  |  | 228
1060 | 4860096730 | CONNECTOR ELEC,PN:CST2.5,CABLE | [6 empty] | 185 |  |  |  |  | 185
1061 | 6004250044 | SEAL OIL,40X50X7MM | [6 empty] | 15 |  |  |  |  | 15
1062 | 6004250045 | SEAL,OIL,40X52X7 | [6 empty] | 18 |  |  |  |  | 18
1063 | 6004020176 | SEAL OIL;50MM,65MM,8MM,NBR | [6 empty] | 12 |  |  |  |  | 12
1064 | 6004250520 | SEAL,OIL,55X90X13MM | [6 empty] | 10 |  |  |  |  | 10
1065 | 6004250398 | SEAL,OIL,50X80X7MM | [6 empty] | 8 |  |  |  |  | 8
1066 | 6004250522 | SEAL,OIL,40X60X7MM | [6 empty] | 8 |  |  |  |  | 8
1067 | 6004010010 | SEAL, OIL, 40X62X7 MM | [6 empty] | 10 |  |  |  |  | 10
1068 | 6004030023 | SEAL,OIL,17X35X10MM | [6 empty] | 14 |  |  |  |  | 14
1069 | 6004250521 | SEAL,OIL,30X48X8MM | [6 empty] | 10 |  |  |  |  | 10
1070 | 6004250123 | SEAL,OIL,25X40X7MM | [6 empty] | 12 |  |  |  |  | 12
1071 | 6004250249 | SEAL,OIL,40X55X8MM | [6 empty] | 10 |  |  |  |  | 10
1072 | 6004250157 | SEAL,OIL,30X42X7MM | [6 empty] | 14 |  |  |  |  | 14
1073 | 6004250308 | SEAL,OIL,20X35X7MM | [6 empty] | 14 |  |  |  |  | 14
1074 | 6004250038 | SEAL,OIL,35X52X7MM | [6 empty] | 9 |  |  |  |  | 9
1075 | 6004250396 | SEAL,OIL,15X30X6MM | [6 empty] | 4 |  |  |  |  | 4
1076 | 6004250325 | SEAL OIL,20X40X10MM | [6 empty] | 4 |  |  |  |  | 4
1077 | 6004250230 | SEAL OIL,30X48X7MM | [6 empty] | 4 |  |  |  |  | 4
1078 | 6004250122 | SEAL OIL,30X52X7MM | [6 empty] | 3 |  |  |  |  | 3
1079 | 6004250397 | SEAL,OIL,55X90X10MM | [6 empty] | 10 |  |  |  |  | 10
1080 | 6004250284 | SEAL,OIL,45X75X8MM | [6 empty] | 19 |  |  |  |  | 19
1081 | 6004250156 | SEAL,OIL,45X65X10MM | [6 empty] | 18 |  |  |  |  | 18
1082 | 4504020101 | CARBON BRUSH (BLOWER) | [6 empty] | 16 |  |  |  |  | 16
1083 |  | 45X60X10MM | [6 empty] | 18
1084 |  | CARBON BRUSH (HANDDRILL) | [6 empty] | 2
1085 | 4413010016 | 16 A SOCKET | [6 empty] | 118 |  |  |  |  | 118
1086 | 4401990099 | 16 A SWITCH | [6 empty] | 103 |  |  |  |  | 103
1087 | 4860990571 | 16 A TOP 3 PIN | [6 empty] | 89 |  |  |  |  | 89
1088 | 4860990570 | 6 A TOP 3 PIN | [6 empty] | 39 |  |  |  |  | 39
1089 | 4413010017 | 6 A SOCKET 5 PIN | [6 empty] | 40 |  |  |  |  | 40
1090 | 4826010003 | 6 A SWITCH | [6 empty] | 173 |  |  |  |  | 173
1091 | 4413010017 | 6 A MODULAR 5 PIN SOCKET | [6 empty] | 18 |  |  |  |  | 18
1092 |  | ANGLE HOLDER | [6 empty] | 0
1093 | 4405050085 | MPCB,M:3RV1121-4BA10,14-20A | [6 empty] | 10 |  |  |  |  | 10
1094 | 4402010056 | BLOCK CNTCT,M:3TY7561-1AA00-8K,AUX | [6 empty] | 132 |  |  |  |  | 132
1095 | 4404010010 | PUSH BUTTON,M:3SB1202-0AE01,START,GREEN | [6 empty] | 189 |  |  |  |  | 189
1096 | 4404010010 | PUSH BUTTON,M:3SB1202-0AE01,START,GREEN | [6 empty] | 199 |  |  |  |  | 199
1097 | 4406990649 | BLOCK CNTCT,M:ZB2-BE101 | [6 empty] | 23 |  |  |  |  | 23
1098 | 4406990650 | CONTACT;M:ZB2-BE102;ELEMENT | [6 empty] | 47 |  |  |  |  | 47
1099 | 4404010011 | PUSH BUTTON,M:3SB12030 0AC01,RED,1NC | [6 empty] | 200 |  |  |  |  | 200
1100 | 4404010011 | PUSH BUTTON,M:3SB12030 0AC01,RED,1NC | [6 empty] | 200 |  |  |  |  | 200
1101 | 4499990589 | BLOCK CNTCT,M:3SB04 00-0C,1NC,PSH BTTN | [6 empty] | 89 |  |  |  |  | 89
1102 | 4499990588 | ELEMENT,M:3SB04 00-0B,PB,1NO | [6 empty] | 90 |  |  |  |  | 90
1103 | 4405050081 | MPCB,M:3RV1121-0KA10,0.9-1.25A | [6 empty] | 5 |  |  |  |  | 5
1104 | 4401990126 | SWITCH,BRKR CNTRL,TNC,25A | [6 empty] | 24 |  |  |  |  | 24
1105 | 4406990502 | BLOCK CNTCT;M:S2;PANEL MOUNTED,NC,SILVER | [6 empty] | 153 |  |  |  |  | 153
1106 | 4406990501 | BLOCK CNTCT;M:S1;PANEL MOUNTED,NO,SILVER | [6 empty] | 136 |  |  |  |  | 136
1107 | 4860091967 | PUSH BUTTON,ELEMENT,1NC | [6 empty] | 60 |  |  |  |  | 60
1108 | 4860091966 | BUTTON,PUSH,ELEMENT (1NO) | [6 empty] | 56 |  |  |  |  | 56
1109 | 4860091967 | PUSH BUTTON,ELEMENT,1NC | [6 empty] | 90 |  |  |  |  | 90
1110 | 4860091966 | BUTTON,PUSH,ELEMENT (1NO) | [6 empty] | 90 |  |  |  |  | 90
1111 | 4811070142 | NO+NC 3RV1901-1E | [6 empty] | 24 |  |  |  |  | 24
1112 | 4860091966 | BUTTON,PUSH,ELEMENT (1NO) | [6 empty] | 50 |  |  |  |  | 50
1113 |  | EMERGENCY STOP TECHNIK | [6 empty] | 64
1114 | 4404010055 | BUTTON, PUSH,ILLUMINATED,RED COLOR | [6 empty] | 10 |  |  |  |  | 10
1115 | 4404010010 | NO BLOCK 3SB5400-0B | [6 empty] | 22 |  |  |  |  | 22
1116 | 4404010010 | START & STOP | [6 empty] | 11 |  |  |  |  | 11
1117 | 4402010023 | NO+NC BLOCK CONTACT AUX | [6 empty] | 12 |  |  |  |  | 12
1118 | 4809010194 | CAPACITOR,2200MFD,350V | [6 empty] | 4 |  |  |  |  | 4
1119 | 4304030053 | DIODE,BLOCKING,25A,800V,CAT:S8HR27 | [6 empty] | 2 |  |  |  |  | 2
1120 | 4304030054 | DIODE,BLOCKING,40A,800V,CAT:S8HR42 | [6 empty] | 1 |  |  |  |  | 1
1121 | 4304030055 | DIODE,BLOCKING,100A,800V,CAT:100LM81 | [6 empty] | 1 |  |  |  |  | 1
1122 | 4130010082 | THYRISTOR,16A,800V,25 TTS12 | [6 empty] | 0 |  |  |  |  | 0
1123 | 4130010083 | THYRISTOR,45A,800V,H45TB8 | [6 empty] | 7 |  |  |  |  | 7
1124 | 4303010175 | CARD,GATE FIRING LOGIC,G.FF.L.C.(N) | [6 empty] | 2 |  |  |  |  | 2
1125 | 4108010222 | MODULE,ELECTRONIC,SCR CONTROL | [6 empty] | 0 |  |  |  |  | 0
1126 | 4407010077 | FUSE,HRC,16A,16A-NS16 | [6 empty] | 10 |  |  |  |  | 10
1127 | 4407010018 | FUSE,HRC,6A,NS | [6 empty] | 10 |  |  |  |  | 10
1128 | 4407010174 | FUSE,HRC SEMICONDUCTOR,25A,GSG | [6 empty] | 0 |  |  |  |  | 0
1129 | 4407010019 | FUSE,HRC,415V,20A,NS20 | [6 empty] | 10 |  |  |  |  | 10
1130 | 4407990027 | FUSE,KICK,T1,300,TRIP,INDICATOR | [6 empty] | 0 |  |  |  |  | 0
1131 | 4803051214 | DIODE S12BN71,HIRECT | [6 empty] | 2 |  |  |  |  | 2
1132 | 4801990455 | LIGHT,SIZE:300MM,TRAFFIC SIGNAL,230V | [6 empty] | 1 |  |  |  |  | 1
1133 | 4499990692 | SHUTTER,ABB,M:1VYN402301-BL,ASSY,33 KV | [6 empty] | 2 |  |  |  |  | 2
1134 | 4119990127 | CONTROLLER ELCTRNC,10A,5 STEP,16 CAM | [6 empty] | 1 |  |  |  |  | 1
1135 | 4119990126 | CONTROLLER ELCTRNC,10A,5 STEP,14 CAM | [6 empty] | 1 |  |  |  |  | 1
1136 | 4836010096 | BRAKE;PN:XBAP2010SYT;FAIL SAFE,415V/3PH | [6 empty] | 2 |  |  |  |  | 2
1137 | 4119990065 | CONTROLLER ELCTRNC,MSTR,10A,4 STEP,CAM 7 | [6 empty] | 2 |  |  |  |  | 2
1138 | 4133010014 | RECTIFIER,M:H2R L18D01,SELENIUM BRIDGE | [6 empty] | 4 |  |  |  |  | 4
1139 | 4411990437 | SWITCH;PN:SUL181D;TIMEANLG,110-230VAC | [6 empty] | 0 |  |  |  |  | 0
1140 | 4833010016 | STATION,CNTRL,LOCAL,F/RDOL FEEDER | [6 empty] | 17 |  |  |  |  | 17
1141 | 6099990540 | CORD,PULL,ROPE,6MM,GALVANIZED IRON | [6 empty] | 1800MTR |  |  |  |  | 0
1142 | 4499990573 | STATION,LOCAL PUSH BUTTON | [6 empty] | 8 |  |  |  |  | 8
1143 | 4102990080 | SWITCH SELCTR,PN:S21.02.004.0211,ROTARY,10A | [6 empty] | 0 |  |  |  |  | 0
1144 | 4401090080 | SWITCH LIMIT,ROTARY GEARD,RATIO:48/1 | [6 empty] | 1 |  |  |  |  | 1
1145 | 1703060231 | CLOSER DOOR,GODREJ,HYD | [6 empty] | 24 |  |  |  |  | 24
1146 | 4901050015 | SIREN,BRUSHLESS,220VAC,RANGE:0.5 KM | [6 empty] | 11 |  |  |  |  | 11
1147 | 4809010506 | STUD,BUSHING,BOLT,F/20M VA,TXFRMR | [6 empty] | 12 |  |  |  |  | 12
1148 | 9003990153 | FAN,PEDESTAL,SIZE:20" | [6 empty] | 2 |  |  |  |  | 2
1149 | 4401990050 | SWITCH PULL,M:SE-403,CHORD,240VAC/DC,1E | [6 empty] | 16 |  |  |  |  | 16
1150 | 4503010138 | TRANSFORMER CRNT,400/5 A,15 VA,CL:1 | [6 empty] | 11 |  |  |  |  | 11
1151 | 4507010015 | TRANSFORMER CRNT,200/5 A,10 VA,CL:1 | [6 empty] | 12 |  |  |  |  | 12
1152 | 4845010030 | INDICATOR,OIL TEMP,F/TXFRMR,20MVA | [6 empty] | 4 |  |  |  |  | 4
1153 | 4105010180 | INDICATOR,M:1002,WINDING TEMP,F/TXFRMR | [6 empty] | 2 |  |  |  |  | 2
1154 | 4882015584 | ARRESTOR,LIGHTNING | [6 empty] | 2 |  |  |  |  | 2
1155 | 3002040068 | BRAKE,M:MDT160,THRUSTOR,18 KG,T:9 KGM | [6 empty] | 1 |  |  |  |  | 1
1156 | 7299990894 | RELAY CNTRL,M:MICOM-P-127,O/C & E/F PROT | [6 empty] | 2 |  |  |  |  | 2
1157 | 4105010182 | INDICATOR,M:1002,OIL TEMP,F/TXFRMR | [6 empty] | 1 |  |  |  |  | 1
1158 | 4199990431 | DEVICE,ANTI-COLLISION,W/CNNCTR | [6 empty] | 6 |  |  |  |  | 6
1159 | 4860992349 | TROLLEY;DWG:ITC/20365/R1;FESTOON | [6 empty] | 1 |  |  |  |  | 1
1160 | 4860992528 | TROLLEY;DWG:ITC/1230/A;FESTOON | [6 empty] | 0 |  |  |  |  | 0
1161 | 4860992351 | TROLLEY;DWG:ITC/1238/ANUPAM/005;FESTOON | [6 empty] | 4 |  |  |  |  | 4
1162 | 4860992380 | TROLLEY;DWG:ITC/20377;FESTOON | [6 empty] | 13 |  |  |  |  | 13
1163 | 4405990010 | CB,HPA,POLE,33KV,2000A | [6 empty] | 3 |  |  |  |  | 3
1164 | 4860992489 | CONTROL STATION HST;300X150X100,CRANE | [6 empty] | 8 |  |  |  |  | 8
1165 | 4503060092 | TRANSFORMER,CNTRL,2.5KVA,415/220V | [6 empty] | 1 |  |  |  |  | 1
1166 | 4507065210 | TRANSFORMER,CNTRL,5000VA,415/220V | [6 empty] | 1 |  |  |  |  | 1
1167 | 4503060128 | TRANSFORMER PTNTL,1.0KVA,230/24-28V | [6 empty] | 1 |  |  |  |  | 1
1168 | 4503060130 | TRANSFORMER,CNTRL,500VA,415/230V | [6 empty] | 0 |  |  |  |  | 0
1169 | 4503060143 | TRANSFORMER,CNTRL,280 VA,415/230-110 V | [6 empty] | 0 |  |  |  |  | 0
1170 | 4503060144 | TRANSFORMER,CNTRL,30 VA,230/24 V | [6 empty] | 2 |  |  |  |  | 2
1171 | 4503990068 | COIL ASSY,M:WS13,W/CORE FOR VF | [6 empty] | 10 |  |  |  |  | 10
1172 | 4503990069 | COIL ASSEMBLY WITH CORE WS14 FOR VF | [6 empty] | 7 |  |  |  |  | 7
1173 | 4805010081 | FITTING,HALOGEN LIGHT,1000W | [6 empty] | 8 |  |  |  |  | 8
1174 | 5511170000 | TAPE INSLTN,HT | [6 empty] | 32 |  |  |  |  | 32
1175 | 9003240000 | HEATER,ROOM,1000W,TWO ROD | [6 empty] | 2 |  |  |  |  | 2
1176 | 1103330000 | CLEANER,HARPIC | [6 empty] | 68 |  |  |  |  | 68
1177 | 5113990031 | TAPE ADHESIVE,50MM,SILICA | [6 empty] | 2 |  |  |  |  | 2
1178 | 4403990205 | BOARD,8INX10IN,PVC,CSNG | [6 empty] | 30 |  |  |  |  | 30
1179 | 4403990204 | BOARD,4INX4IN,PVC,CSNG | [6 empty] | 60 |  |  |  |  | 60
1180 | 3301020073 | BELT V,PN:B98,2530MM,17MM,11MM | [6 empty] | 58 |  |  |  |  | 58
1181 | 3301060014 | BELT V,M:SPB2120PB, B21 | [6 empty] | 10 |  |  |  |  | 10
1182 | 3301010012 | BELT V,PN:A41,1070MM,13MM,8MM | [6 empty] | 36 |  |  |  |  | 36
1183 | 4811040231 | ROTARY DRIVE EXTENDED | [6 empty] | 17 |  |  |  |  | 17
1184 | 4101050003 | METER ENERGY,415 V,3 PH,4-WIRE | [6 empty] | 0 |  |  |  |  | 0
1185 | 4102990080 | SWITCH LIMIT,GRAVITY,10A | [6 empty] | 1 |  |  |  |  | 1
1186 | 4401090090 | SWITCH LIMIT,GRAVITY,40A | [6 empty] | 0 |  |  |  |  | 0
1187 | 4804990173 | RESISTOR;M:YN3A483763-DBB;DYN.BRKNG,6OHM | [6 empty] | 1 |  |  |  |  | 1
1188 | 4804990175 | RESISTOR;M:YN3A483763-DBC;DYN.BRKNG,8OHM | [6 empty] | 0 |  |  |  |  | 0
1189 | 4804090003 | LIGHT INDCTG,M:3SB,1404-2WZ3,BLUE,LED | [6 empty] | 70 |  |  |  |  | 70
1190 | 4804090002 | LIGHT INDCTG,M:3SB1403-2WZ3,AMBER,LED | [6 empty] | 88 |  |  |  |  | 88
1191 | 4804090000 | LIGHT INDCTG,M:3SB1401-2WZ3,LAMP,RED,LED | [6 empty] | 57 |  |  |  |  | 57
1192 | 4804090005 | LIGHT INDCTG,YELLOW,LED,3,SB,1407,2WZ3 | [6 empty] | 55 |  |  |  |  | 55
1193 | 4804090001 | LIGHT INDCTG,M:3SB1402-2WZ3,GREEN,LED | [6 empty] | 74 |  |  |  |  | 74
1194 | 4401020137 | SWITCH SELCTR;M:1S16BO;3WAY,6A,1P | [6 empty] | 22 |  |  |  |  | 22
1195 | 4401020136 | SWITCH SELCTR;M:1S16O;2WAY,6A,1P | [6 empty] | 30 |  |  |  |  | 30
1196 | 4401020135 | SWITCH SELCTR;M:3S24CO;ON/OFF,10A,2P | [6 empty] | 29 |  |  |  |  | 29
1197 | 4860991735 | GUARD,E:SEK180-4,EXCITER F/UNB MTR,1.7KW | [6 empty] | 2 |  |  |  |  | 2
1198 | 4860992431 | COVER;DWG:JSL/SURGE HPPER/0.75KW;MOTOR | [6 empty] | 5 |  |  |  |  | 5
1199 | 1701250005 | THINNER PNT,EPOXY | [6 empty] | 2 |  |  |  |  | 2
1200 | 4807990047 | STARTER;PN:10479339;SLF,SERIES 50MT | [6 empty] | 1 |  |  |  |  | 1
1201 | 5490992003 | DRIVE,PN:830620,BEML,E:BD-80,ASSY,DELCO | [6 empty] | 5 |  |  |  |  | 5
1202 |  | REACTOR INSULATOR | [6 empty] | 6
1203 | 4811020027 | FAN ELEC,M:REC22038A1,COOLG | [6 empty] | 16 |  |  |  |  | 16
1204 | 4811020028 | FAN ELEC,M:REC22038 A2,COOLG | [6 empty] | 14 |  |  |  |  | 14
1205 | 4499990573 | STATION,LOCAL PUSH BUTTON | [6 empty] | 2 |  |  |  |  | 2
1206 | 6403020261 | FILTER;DWG:GA-FLT-2119;PRMRY,16,RCTNGLR | [11 empty] | 0
1207 | 4599990335 | STUD,BUSHING,BOLT,F/20M VA,TXFRMR | [6 empty] | 18 |  |  |  |  | 18
1208 | 4860991623 | SHEET,DIA:57-145MM,L:1100MM F/1CX1000MM2 | [6 empty] | 71 |  |  |  |  | 71
1209 | 4501020148 | SLIPRING;80KW MOTOR,105MM,210MM,160MM | [6 empty] | 2 |  |  |  |  | 2
1210 | 2301030019 | COOLANT;PN:4692718;ELC PREMIX,20L | [6 empty] | 60MRT |  |  |  |  | 0
1211 | 4604010003 | LUG,25MM2,PIN,AL | [6 empty] | 200 |  |  |  |  | 200
1212 | 4604010004 | LUG,16MM2,RING,AL | [6 empty] | 732 |  |  |  |  | 732
1213 | 4604010024 | LUG,16MM2,PIN,AL | [6 empty] | 150 |  |  |  |  | 150
1214 | 4604020045 | LUG,50MM2,12MM,RING,CU | [6 empty] | 309 |  |  |  |  | 309
1215 | 4604010014 | LUG,35MM2,RING,AL,10MM | [6 empty] | 440 |  |  |  |  | 440
1216 | 4604010017 | LUG,70MM2,12MM,RING,AL | [6 empty] | 300 |  |  |  |  | 300
1217 | 4604010009 | LUG,95MM2,10MM,RING,AL | [6 empty] | 748 |  |  |  |  | 748
1218 | 4860096825 | LUG,95MM2,10MM,RING,AL | [11 empty] | 0
1219 | 4860096837 | LUG,95MM2,10MM,RING,AL | [11 empty] | 0
1220 | 4860096826 | LUG,150MM2,16MM,RING,AL | [6 empty] | 300 |  |  |  |  | 300
1221 | 4604010011 | LUG,120MM2,RING,AL | [6 empty] | 300 |  |  |  |  | 300
1222 | 4860096838 | LUG,120MM2,RING,AL | [11 empty] | 0
1223 | 4860096139 | LUG,120MM2,RING,AL | [11 empty] | 0
1224 | 4304030023 | DIODE,70A 70RC 120 DIODE WITH HEAT SINK | [6 empty] | 7 |  |  |  |  | 7
1225 | 4809010016 | CAPACITOR,12MFD | [6 empty] | 145 |  |  |  |  | 145
1226 | 4809010049 | CAPACITOR,43MFD,250VAC | [6 empty] | 22 |  |  |  |  | 22
1227 | 4809010043 | CAPACITOR,33MFD | [6 empty] | 52 |  |  |  |  | 52
1228 | 4809010016 | CAPACITOR,12MFD | [6 empty] | 22 |  |  |  |  | 22
1229 | 4401140000 | SWITCH SELCTR,CHANGE OVER,415V,AC,100A | [6 empty] | 1 |  |  |  |  | 1
1230 | 6301130009 | STARTER PUMP CNTRFGL,SUBMERSIBLE,2HP | [6 empty] | 0 |  |  |  |  | 0
1231 | 4304020021 | UNIT CNTRL,M:CU230P-2 HVAC,SINAMICS | [6 empty] | 1 |  |  |  |  | 1
1232 | 4401990187 | SWITCH;NATURE,230VAC,16A,LUX LVL ON/OFF | [6 empty] | 21 |  |  |  |  | 21
1233 | 4411990437 | SWITCH;PN:SUL181D;TIMEANLG,110-230VAC | [6 empty] | 5 |  |  |  |  | 5
1234 | 4401990136 | SWITCH,TIMEANLG,20A-250V | [6 empty] | 0 |  |  |  |  | 0
1235 | 5501010124 | FILTER ELMNT;PN:2607432026;GAS 55M AFC | [6 empty] | 10 |  |  |  |  | 10
1236 | 4141010040 | CONTROLLER,M:WLCD1,WATER LEVEL | [6 empty] | 5 |  |  |  |  | 5
1237 | 4199991087 | CONDITIONER,CURRENT SIGNAL,2857-550,WAGO | [6 empty] | 9 |  |  |  |  | 9
1238 | 6407010307 | NOZZLE;PN:1 609 390 478;GAS 55M AFC | [6 empty] | 8 |  |  |  |  | 8
1239 | 6407010308 | NOZZLE;PN:1 609 390 481;ROUND | [6 empty] | 9 |  |  |  |  | 9
1240 | 4860990272 | STRIP;100MM,100MM,3MM,CU-AL BIMETALLIC | [6 empty] | 22 |  |  |  |  | 22
1241 | 4836010004 | BRAKE,M:14.458.18,ELECTRO MGNTC | [6 empty] | 1 |  |  |  |  | 1
1242 | 4841010042 | INDUSTRIAL TOP 20 A 3PIN | [6 empty] | 12 |  |  |  |  | 12
1243 | 1103991045 | AIR CONDITIONER;M:SAC-RSG318HBDG;1.5T | [6 empty] | 2 |  |  |  |  | 2
1244 | 4834010027 | INVERTER,1125 VA | [6 empty] | 1 |  |  |  |  | 1
1245 | 4803020016 | BATTERY STRG,TUBLR,LEAD ACID,12VDC,150AH | [6 empty] | 1 |  |  |  |  | 1
1246 | 6402991027 | HOSE,1-1/2INX35M,SS WR.BRAID,B.SIDE61SAE | [6 empty] | 0 |  |  |  |  | 0
1247 | 4811010092 | FAN;EXHST,415V,0.55KW,1450R/MIN,18IN,HVY | [6 empty] | 0 |  |  |  |  | 0
1248 | 9003990015 | MANCOOLER,PEDESTAL,36" 3HP,1440RPM,3PH | [6 empty] | 0 |  |  |  |  | 0
1249 | 4499990723 | BOX,253X154X110,LOTO,GROUP LOCKOUT | [6 empty] | 15 |  |  |  |  | 15
1250 | 1103990179 | CABINET,PN:ES-KC,F/KEYS,QTY:60 | [6 empty] | 21 |  |  |  |  | 21
1251 | 4804990120 | RESISTOR,BOX,95KW,RV-390V,RA-98A,10 MIN | [6 empty] | 1 |  |  |  |  | 1
1252 | 4804990022 | RESISTOR,95KW,RV-390V,RA-98A,10 MIN | [6 empty] | 2 |  |  |  |  | 2
1253 | 4804990122 | RESISTOR,BOX,51KW,RV-410V,RA-40A,10 MIN | [6 empty] | 3 |  |  |  |  | 3
1254 | 4804990123 | RESISTOR,BOX,80KW,RV-460V,RA-58 A,10 MIN | [6 empty] | 2 |  |  |  |  | 2
1255 | 4804990121 | RESISTOR,BOX,155KW,RV-460V,RA-160 A,10 M | [6 empty] | 1 |  |  |  |  | 1
1256 | 4415010007 | REACTOR,SERIES,DRY TYPE,1PH,36KV,195A | [6 empty] | 1 |  |  |  |  | 1
1257 | 4415010008 | REACTOR,SERIES,DRY TYPE,1PH,36KV,390A | [6 empty] | 0 |  |  |  |  | 0
1258 | 4415010009 | REACTOR,SERIES,DRY TYPE,1PH,36KV,98A | [6 empty] | 0 |  |  |  |  | 0
1259 | 4809010051 | CAPACITOR BANK,440KVAR | [6 empty] | 6 |  |  |  |  | 6
1260 | 4811020381 | FAN;M:FA 2312028/FH52;DRIVE PANEL,230VAC | [6 empty] | 5 |  |  |  |  | 5
1261 | 4811020226 | FAN ELEC,M:MMF-09C24TS-YM3,COOLG | [6 empty] | 3 |  |  |  |  | 3
1262 | 4811020020 | COOLING FAN DC BRUSHLESS 24V DC REC-6025A24, 0.08AMP9 | [6 empty] | 6 |  |  |  |  | 6
1263 | 4807010031 | MOTOR STARTER TYPE MWA 2SD KW - 5.6-8 | [6 empty] | 1 |  |  |  |  | 1
1264 | 4104020667 | DOL STARTER 13.2-20A BCH ELECTRIC LIMITED | [6 empty] | 0 |  |  |  |  | 0
1265 | 4499990378 | RESISTOR,M:57-2451-13-42E,BRKE,200 W | [6 empty] | 3 |  |  |  |  | 3
1266 | 4499990377 | RESISTOR,M:57-2451-12-52E,BRKE,200 W | [6 empty] | 2 |  |  |  |  | 2
1267 | 4804990021 | RESISTOR,80 OHM,200 W | [6 empty] | 2 |  |  |  |  | 2
1268 | 4804990008 | RESISTOR,M:57-2451-11-112E,200W | [6 empty] | 3 |  |  |  |  | 3
1269 | 4860990283 | BRACKET,CRNT COLLECTOR,250A | [6 empty] | 25 |  |  |  |  | 25
1270 | 4860990346 | ROD,HALOGEN,1000 W | [6 empty] | 10 |  |  |  |  | 10
1271 | 4408990129 | PANEL,M:1CL02 NOM,AC,600 KCAL/HR | [6 empty] | 3 |  |  |  |  | 3
1272 | 4860990309 | HOLDER,TUBE,HALOGEN,F/1000 W | [6 empty] | 77 |  |  |  |  | 77
1273 | 4901020049 | GLOVES ELEC,9IN,LATEX,500V | [6 empty] | 6 |  |  |  |  | 6
1274 | 5512030357 | CLOTH,THK:5MMXWIDTH:1100MM,ASBESTOS | [6 empty] | 98 |  |  |  |  | 98
1275 | 4601990406 | SLEEVE,FLAME RESISTANCE,F/CABLE | [6 empty] | 4 ROLL |  |  |  |  | 0
1276 | 4499990084 | ARRESTER,M:PSI 0610,SURGE,POLYSAFE | [6 empty] | 6 |  |  |  |  | 6
1277 | 5108990111 | SLEEVE,3INX10 M,HIGH VOLTAGE INSLTN | [6 empty] | 10 MTR |  |  |  |  | 0
1278 | 6303010807 | PANEL CNTRL,STARTER,PMP | [6 empty] | 0 |  |  |  |  | 0
1279 | 4860992637 | TROLLEY;CABLE ROPE WIRE,5KG,8MM | [6 empty] | 250 |  |  |  |  | 250
1280 | 4821010039 | INSULATOR,66 KV SOLID CORE | [6 empty] | 14 |  |  |  |  | 14
1281 | 2301010272 | OIL INSLTNG,TXFRMR | [6 empty] | 0 |  |  |  |  | 0
1282 | 4499990237 | CONTACT,SPARES,F/MSTR CNTRLLER | [6 empty] | 230 |  |  |  |  | 230
1283 | 4614990009 | SWITCH SELCTR,CAM,FOR MSTR CNTRLLER,40A | [6 empty] | 100 |  |  |  |  | 100
1284 | 4860991672 | LOCK,PANEL,QUARTER TURN,W/KNOB | [6 empty] | 0 |  |  |  |  | 0
1285 | 4407040083 | FUSE,M:3NWNS2,2A,BS88.6:1988,80KA,415VAC | [6 empty] | 16 |  |  |  |  | 16
1286 | 4407990162 | FUSE,M:3NW NS4,4 A,415 V,80 KA | [6 empty] | 170 |  |  |  |  | 170
1287 | 4407010018 | FUSE,M:NS,HRC,6 A | [6 empty] | 0 |  |  |  |  | 0
1288 | 4407010019 | FUSE 10 A | [6 empty] | 8 |  |  |  |  | 8
1289 | 4407010015 | FUSE,M:NS,HRC,16 A | [6 empty] | 110 |  |  |  |  | 110
1290 | 4407010019 | FUSE,M:NS20,HRC,415V,20A | [6 empty] | 0 |  |  |  |  | 0
1291 | 4407010174 | FUSE,HRC,SEMI CONDUCTOR,25 A,GSG | [6 empty] | 11 |  |  |  |  | 11
1292 | 4407010054 | FUSE,M:NH000,HRC,32 A,GG/GL | [6 empty] | 259 |  |  |  |  | 259
1293 | 4407010017 | FUSE,M:3NA3822-7Y,HRC,63 A | [6 empty] | 49 |  |  |  |  | 49
1294 | 4499990242 | FUSE,M:HN,HRC,100 A | [6 empty] | 1 |  |  |  |  | 1
1295 | 4407010007 | FUSE,M:HN,HRC,125 A | [6 empty] | 21 |  |  |  |  | 21
1296 | 4407990260 | FUSE 160 A | [6 empty] | 2 |  |  |  |  | 2
1297 | 4407010011 | FUSE,M:HN,HRC,200 A | [6 empty] | 10 |  |  |  |  | 10
1298 | 4407010051 | FUSE,M:NH1,HRC,250 A,GG/GL | [6 empty] | 12 |  |  |  |  | 12
1299 | 4304070033 | FUSE 315 A | [6 empty] | 10 |  |  |  |  | 10
1300 | 4407010167 | FUSE,M:HN,HRC,630 A | [6 empty] | 8 |  |  |  |  | 8
1301 | 4405990136 | FUSE 400 A | [6 empty] | 1 |  |  |  |  | 1
1302 | 4407990027 | FUSE,KICK,T1,300,TRIP,INDCTR | [6 empty] | 18 |  |  |  |  | 18
1303 | 4899990577 | FUSE,HRC,3.15 A,36 KV GRADE PT/VT | [6 empty] | 15 |  |  |  |  | 15
1304 | 4407990047 | FUSE,M:12ABCNA3.15,11KV,3.15A | [6 empty] | 23 |  |  |  |  | 23
1305 | 4850013978 | FUSE 80A | [6 empty] | 9 |  |  |  |  | 9
1306 | 4800010154 | FUSE 50 A HRC | [6 empty] | 10 |  |  |  |  | 10
1307 | 4407010054 | FUSE 32 A HRC | [6 empty] | 10 |  |  |  |  | 10
1308 | 4811020573 | CURTAIN W1500XH2500 MM SS304 | [6 empty] | 1 |  |  |  |  | 1
1309 | 4811020572 | CURTAIN W1100XH2500 MM SS304 | [6 empty] | 2 |  |  |  |  | 2
1310 | 1103990242 | LOCK,GODREJ,(7)LEVER | [6 empty] | 0 |  |  |  |  | 0
1311 |  | PANEL CUTTING BLADE | [6 empty] | 3
1312 | 4130010082 | THYRISTOR,M:25 TTS12,16 A,800 V | [6 empty] | 6 |  |  |  |  | 6
1313 | 6002251402 | KIT SEAL;E:HPCT-150A;HYD,CRIMP.TOOL | [6 empty] | 1 |  |  |  |  | 1
1314 | 1201540002 | THREAD,SYNTHETIC | [6 empty] | 2 |  |  |  |  | 2
1315 | 6403020083 | FILTER ELMNT,M:FTR-003-B0002,1 MICRON | [6 empty] | 1 |  |  |  |  | 1
1316 | 4101030007 | METER ELEC,CLAMP,PWR,1000 A,400VAC/DC | [6 empty] | 1 |  |  |  |  | 1
1317 | 4805010213 | LAMP,LED,TUBE,2X20W,WALL MNTD | [6 empty] | 20 |  |  |  |  | 20
1318 | 4805010214 | LAMP,LED,TUBE,1X20W,WALL MNTD | [6 empty] | 30 |  |  |  |  | 30
1319 | 4805010211 4805010212 | LIGHT,LED,WELL GLASS,35W LIGHT,LED,WELL GLASS,35W,WW | [6 empty] | 39 |  | 0 |  |  | 39
1320 | 4805010207 4805010208 | LIGHT,LED,WELL GLASS,70W | [11 empty] | 0
1321 | 4805010202 | LIGHT,LED,STREET,120W | [11 empty] | 0
1322 | 4805010199 | FLOODLIGHT,LED,200W | [11 empty] | 0
1323 | 4805010156 | FITTING,TUBE LIGHT,LED,20 W | [11 empty] | 0
1324 | 4801040014 | LED TUBELIGHT 20W | [11 empty] | 0
1325 | 4805010198 | LIGHT,LED,STREET,200W | [11 empty] | 0
1326 | 4805010125 | FITTING,FLOODLIGHT,LED,200W | [11 empty] | 0
1327 | 4841010127 | LIGHT;PN:FWL1315-60-CDL-HB,M:GLAZE-I;LED | [11 empty] | 0
1328 | 4841010095 | FLOODLIGHT,LED,120W | [11 empty] | 0
1329 | 4860096977 | MICROPHONE | [6 empty] | 1 |  |  |  |  | 1 |  | 1 | 1
1330 | 4401090034 | LIMIT SWITCH 10 A, 230V,AC | [6 empty] | 5 |  |  |  |  | 5 |  | 2 | 4 |  |  | 1
1331 | 4413010013 | 63 A INDUSTRIAL TOP | [6 empty] | 20 |  |  |  |  | 20 |  | 4 | 6
1332 | 4841010082 | 63 A INDUSTRIAL TOP | [6 empty] | 10 |  |  |  |  | 10 |  | 4 | 6
1333 | 4841010082 | 32 A INDUSTRIAL TOP | [6 empty] | 10 |  |  |  |  | 10 |  | 4 | 6
1334 | 4818010246 | AUX RELAY 6.6 KV | [6 empty] | 4 |  |  |  |  | 4 |  | 2 | 2
1335 | 7099990791 | STARTER SELF 8200435 MODEL | [6 empty] | 2 |  |  |  |  | 2 |  | 2 | 2
1336 | 4804990175 | RESISTOR 8 OHM 4.5 KW 1 PH | [6 empty] | 1 |  |  |  |  | 1 |  | 1 | 2
1337 | 4804990173 | RESISTOR 6 OHM 2.4 KW 1 PH | [6 empty] | 1 |  |  |  |  | 1 |  | 1 | 2
1338 | 4405020148 | CB;M:VD4-36;VACM,1250AA,36KV,3P | [11 empty] | 0 |  | 1 | 1
1339 | 7025995815 | ASSEMBLY;PN:1VYN 402301-EE,T:HPA SF6 CB | EA | CRITICAL |  |  |  | 8 | 0 |  |  |  |  | 8 |  | 3 | 6 | SF6 BREAKER |  | 3
1340 | 4303010175 | CARD ELEC,GATE FIRING LOGIC,G.FF.LC(N) | M | CRITICAL |  |  |  | 2 | 0 |  |  |  |  | 2 |  | 2 | 2 | BATTERY CHARGER |  | 0
1341 | 4405990010 | CB,HPA,POLE,33KV,2000A | EA | CRITICAL |  |  |  | 3 | 0 |  |  |  |  | 3 |  | 3 | 3 | SF6 BREAKER |  | 2
1342 | 4503990068 | COIL ASSY,M:WS13,W/CORE FOR VF | EA | CRITICAL |  |  |  | 8 | 7 |  |  |  |  | 15 |  | 6 | 10 | VF |  | 12
1343 | 5199010479 | KIT CABLE JNT,1CX630 SQMM,STRGHT THRGH | EA | CRITICAL |  |  |  | 0 | [5 empty] | 0 |  | 3 | 3 | CABLE JOINT
1344 | 4860990141 | KIT CABLE JNT,HT ST,1CX1000MM2,XLPE | EA | CRITICAL |  |  |  | 2 | 0 |  |  |  |  | 2 |  | 3 | 3 | CABLE JOINT
1345 | 4499990101 | KIT TRMNTN,1CX1000MM2,INDOOR,33 KVE | SET | CRITICAL |  |  |  | 12 | 3 |  |  |  |  | 15 |  | 3 | 9 | CABLE JOINT
1346 | 4502050257 | MOTOR,M:SG900550,REVERSER | EA |  |  |  |  | 1 |  |  |  | 1 |  | 2 |  | 1 | 1 | AUMA ACTUATOR |  |  | ALM-1 RACK-2
1347 | 2301010272 | OIL INSLTNG,TXFRMR | L | CRITICAL |  |  |  | 208 | 0 |  |  |  |  | 208 |  | 1000 | 5000 | GENERAL MAINT. |  | 5000L | 832 l issued for SAF3 trafo on 24/01/24 -skb
1348 | 4415010042 | REACTOR,REV WND,DRY TYPE,1PH,36KV,98A | L | CRITICAL |  |  |  | 1 | 1 |  |  |  |  | 2 |  | 0 | 0 | 5MVAR |  | NOT IN SERVICE
1349 | 4415010009 | REACTOR,SERIES,DRY TYPE,1PH,36KV,98A | EA | CRITICAL |  |  |  | 2 | 0 |  |  |  |  | 2 |  | 0 | 0 | 5MVAR |  | NOT IN SERVICE
1350 | 4409080028 | RELAY,OIL SURGE | EA | CRITICAL |  |  |  | 1 | 2 |  |  |  |  | 3 |  |  |  | 20MVA TRAFO
1351 | 4804990121 | RESISTOR,BOX,155KW,RV-460V,RA-160 A,10 M | EA | CRITICAL |  |  |  | 1 | 0 |  |  |  |  | 1 |  | 1 | 1 | GRAB CRANE |  | AS REQD
1352 | 4503010176 | TRANSFORMER PTNTL;PN:PI2001;RESIN CAST | EA | CRITICAL |  |  |  | 6 | 0 |  |  |  |  | 6 |  | 3 | 6 | SF6 BREAKER |  | AS REQD
1353 | 4860096979 | TROLLEY;PN:1VYN402301-FM;TRNSFRMR | EA | CRITICAL |  |  |  | 2 | 0 |  |  |  |  | 2 |  | 2 | 2 | SF6 BREAKER |  | AS REQD
1354 | 4860991088 | ACCESSORY,TAP CHNGR,F/MOTOR DRV UT | EA | INS-imp(s) |  |  |  | 1 | 0 |  |  |  |  | 1 |  | OEM | OEM | 20MVA TRANSFORMER |  | AS REQD
1355 | 4210011261 | BLOCK;PN:70045702;SPACING BLOCK VACCUTAP | EA | imp(s) |  |  |  | 0 | 0 |  |  |  |  | 0 |  | OEM | OEM | 20MVA TRANSFORMER |  | AS REQD
1356 | 4504010112 | CONTACT ASSY ELEC;PN:01863605;LEFT ASSY | EA | imp(s) |  |  |  | 0 | 0 |  |  |  |  | 0 |  | OEM | OEM | 20MVA TRANSFORMER |  | AS REQD
1357 | 4504010117 | CONTACT ASSY ELEC;PN:01863705 | EA | imp(s) |  |  |  | 0 | 0 |  |  |  |  | 0 |  | OEM | OEM | 20MVA TRANSFORMER |  | AS REQD
1358 | 4504010113 | CONTACT ASSY ELEC;PN:01897205;RIGHT ASSY | EA | imp(s) |  |  |  | 0 | 0 |  |  |  |  | 0 |  | OEM | OEM | 20MVA TRANSFORMER |  | AS REQD
1359 | 4504010115 | CONTACT ASSY ELEC;PN:01897305;LEFT ASSY | EA | imp(s) |  |  |  | 0 | 0 |  |  |  |  | 0 |  | OEM | OEM | 20MVA TRANSFORMER |  | AS REQD
1360 | 5107990820 | PLATE LCKNG;PN:03242298;FOR VACCUTAP | EA | imp(s) |  |  |  | 0 | 0 |  |  |  |  | 0 |  | OEM | OEM | 20MVA TRANSFORMER |  | AS REQD
1361 | 4409990054 | RELAY,BUSCHHOLZ,F/TXFRMR,20MVA | EA | imp(s) |  |  |  | 0 | 3 |  |  |  |  | 3 |  | OEM | OEM | 20MVA TRANSFORMER |  | AS REQD
1362 | 5228990026 | SCREW;PN:71750400;HEXAGON HEAD OT80 | EA | imp(s) |  |  |  | 0 | 0 |  |  |  |  | 0 |  | OEM | OEM | 20MVA TRANSFORMER |  | AS REQD
1363 | 4301030099 | VFD,M:ED100S,UNIT,MOTOR,TAPMOTION | EA | INS-imp(s) |  |  |  | 1 | 0 |  |  |  |  | 1 |  | 1 | 1 | 20MVA TRANSFORMER |  | 0
1364 | 4809011147 | CAPACITOR;PN:234020635020;PIN,20UF | EA | DOM-S(E) | [7 empty] | 2 | 2 | 4 | [6 empty] | CUPBOARD-1 RACK2
1365 | 4809011138 | CAPACITOR;CAP MPP OIL FILLED,50UF,440VAC | EA | DOM-S(E) | [7 empty] | 0 | 0 | 0 | [6 empty] | CUPBOARD-1 RACK2
1366 | 4809011146 | CAPACITOR;PN:231047846020;OIL FILLED | EA | DOM-S(E) | [7 empty] | 3 | 3 | 6 | [6 empty] | CUPBOARD-1 RACK2
1367 | 4104010405 | CONNECTOR;T:PST010RG12S TRANSMITTER | EA | DOM-S(E) | [7 empty] | 1 | 9 | 10 | [6 empty] | CUPBOARD-1 RACK2
1368 | 4503060118 | TRANSFORMER,CNTRL,415/12-13-14V | EA | CRITICAL | 1 | [6 empty] | 1 | 1 | 2 |  | 1 | 2 | VIBRO FEEDER |  |  | CUPBOARD-1 RACK2
1369 | 4150016505 | SWITCH PRESS,HYDAC,DP,VR2D.0/L24 FILTER CLOGGING(FERRO MANGANEASE) | EA | [9 empty] | 1 | 1 |  | 1 | 3 | SAF-3,4&5 HYDRAULIC SYSTEM. |  |  | CUPBOARD-1 RACK2
1370 |  | FLOW METER DISPLAY | [10 empty] | 3 |  |  | 2 | 5 | SAF-1&2 DISTRIBUTOR |  |  | CUPBOARD-1 RACK2
1371 | 4199990697 | SENSOR FLOW;M:SI5000;MNTR | [9 empty] | 2 | 4 | 6 |  | 4 | 12 | SAF-1&2 DISTRIBUTOR |  |  | CUPBOARD-1 RACK2
1372 | 4401050020 | SWITCH FLOW,ACS | [9 empty] | 3 | 2 | 5 |  | 1 | 2 |  |  |  | CUPBOARD-1 RACK2
1373 | 4813990058 | SENSOR PRESS,M:PN3007 DISPLAY YOKOGAWA (PRESSURE TRANSMITTER 0-1000 mBAR) | [9 empty] | 3 | 1 | 4 |  | 1 | 2 | JIGING PLANT-2 |  |  | CUPBOARD-1 RACK2
1374 | 4199990889 | TRANSDUCER,CRNT,I/P:1A,O/P:4-20MA | [10 empty] | 1 | 1 |  | 2 | 4 | SAF-1&2 |  |  | CUPBOARD-1 RACK2
1375 | 4110010148 | TRANSDUCER,VOLTAGE.0-500VAC | [10 empty] | 2 | 2 |  | 2 | 4 | SAF-1&2 |  |  | CUPBOARD-1 RACK2
1376 | 4107010638 | TRANSMITTER PRESS;MODEL- PP7024, IFM | [10 empty] | 2 | 2 |  | 1 | 4 | SAF-1&2 SAF-3,4&5 |  |  | CUPBOARD-1 RACK2
1377 | 4401010109 | SWITCH PRESS;PN:EDS 348-5-250-000 | EA | CRITICAL/DOM-S(E) | 6 | [7 empty] | 1 | 1 |  | 2 | 5 | SAF-1&2 HYDRAULIC SYSTEM |  |  | CUPBOARD-1 RACK2
1378 | 4102010109 | SWITCH PRESS;M:EDS 344-2-600-000;ELECTRO |  | CRITICAL | 1 | [7 empty] | 2 | 3 |  | 2 | 4 | SAF-1&2 HYDRAULIC SYSTEM |  |  | CUPBOARD-1 RACK1
1379 | 4150016511 | SWITCH PRESS,M:EDS 344-3-250-00 | [9 empty] | f | 1 | 1 |  | 2 | 4 | SAF-1&2 HYDRAULIC SYSTEM |  |  | CUPBOARD-1 RACK1
1380 | 4401990030 | SWITCH,M:VD 5D.O/-L24,FLTR | [10 empty] | 1 | 1 |  | 1 | 2 | SAF-1&2 HYDRAULIC SYSTEM |  |  | CUPBOARD-1 RACK1
1381 | 4102010157 | SWITCH PRESS,PN:EDS1791-N-250-000 | EA | CRITICAL | [11 empty] | 1 | 2 | SAF1&2 Hydraulic System |  |  | AL-1 RACK-1
1382 | 4156016512 | TRANSMITTER,TEMP,ETS 1701- 100-Y00,HYDAC | EA | CRT-DOM(N) | [7 empty] | 1 | 2 | 3 |  | 1 | 2 | SAF1&2 Hydraulic System |  |  | CUPBOARD-1 RACK1
1383 | 4105010054 | TRANSMITTER,PRESSURE; 40BAR | [10 empty] | 2 | 2 |  | 2 | 4 | SAF1&2 Hydraulic System |  |  | CUPBOARD-1 RACK1
1384 | 4107010030 | TRANSMITTER PRESS,M:HDA 4444-A-250-000 | [10 empty] | 2 | 2 |  | 2 | 4 | SAF-1&2 HYDRAULIC SYSTEM |  |  | CUPBOARD-1 RACK2
1385 | 4107010427 | TRANSMITTER PRESS;PN:HDA 4815A-040-000 | [10 empty] | 0 | 0 |  | 2 | 4 | SAF-1&2 HYDRAULIC SYSTEM |  |  | CUPBOARD-1 RACK1/FEMN AL-1 RACK-3
1386 | 4813990057 | SENSOR PRESS,M:PN5004 | [10 empty] | 1 | 1 |  | 1 | 2 | JIGING PLANT-2 |  |  | CUPBOARD-1 RACK1
1387 | 4143010038 | TRANSMITTER,AWG 2002 | [10 empty] | 2 | 2 |  | 1 | 2 | SAF-1&2 ID FAN SCOOPE |  |  | CUPBOARD-1 RACK2
1388 | 4199990600 | ISOLATOR,SIGNAL | [10 empty] | 1 | 1 |  | 2 | 6 | SAF-1&2 |  |  | CUPBOARD-1 RACK2
1389 | 4132010010 | ISOLATOR,SIGNAL,I/P:0-10V,O/P:4-20 MA | [10 empty] | 2 | 2 |  | 2 | 4 | JIGING PLANT-2 & BRQT.PLANT-2 |  |  | CUPBOARD-1 RACK2
1390 | 4132010004 | ISOLATOR,SIGNAL,I/P:0-20 MA,O/P:4-20 MA | [10 empty] | 3 | 3 |  | 1 | 2 | JIGING PLANT-2 |  |  | CUPBOARD-1 RACK1
1391 | 4199990273 | ISOLATOR,SIGNAL 1 CHI,4-20 MA,0-10 V | [10 empty] | 1 | 1 |  |  |  | BRQT.PLANT-2 |  |  | CUPBOARD-1 RACK2
1392 | 4104010241 | TRANSMITTER;M:UT-94;UNVRSL,18-36VDC | [10 empty] | 2 | 2 |  | 3 | 8 | SAF-1&2,BRQ.PLANT2,WHRB-1&2 |  |  | CUPBOARD-1 RACK2
1393 | 4199990547 | ISOLATOR,IELD,I/P:4-20 MA,O/P:2X4,20 MA | [10 empty] | 7 | 7 |  | 4 | 8 | BRQT.PLANT-1&2,SAF-1&2 |  |  | CUPBOARD-1 RACK1
1394 | 4132010031 | ISOLATOR ELEC;K,24VDC,4-20MA | [10 empty] | 5 | 5 |  | 4 | 8 | SAF-1&2 |  |  | CUPBOARD-1 RACK1
1395 | 4132010032 | ISOLATOR ELEC;RTD,PT-100,24VDC,4-20MA | [10 empty] | 0 | 0 |  | 4 | 8 | BRQT.PLANT-1&2,SAF-1&2 |  |  | CUPBOARD-1 RACK1
1396 | 4401020016 | SWITCH SELCTR,3 POS SPRNG RETURN,1-0-1 | [10 empty] | 4 | 4 |  | 5 | 10 | DAY BIN-1,SAF-1&2 MUD GUN,JIGING PLANT-2 |  |  | CUPBOARD-1 RACK2
1397 | 4139010016 | TRANSMITTER,PN:PT50,RTD,MLTRNG,100,500 | [10 empty] | 3 | 3 |  | 2 | 4 | SAF-1&2,BRQ.PLANT-1&2 |  |  | CUPBOARD-1 RACK2
1398 | 4119990252 | CONTROLLER;PN:DC1040CL-102000-E;4-20MA | [10 empty] | 1 | 1 |  | 2 | 4 | BRQT.LANT-1&2 DRYER. |  |  | CUPBOARD-1 RACK1
1399 | 4119030073 | CONTROLLER;PN:DC1040CR-102000-E;-199.9 | [10 empty] | 1 | 1 |  | 2 | 4 | BRQT.LANT-1&2 DRYER. |  |  | CUPBOARD-1 RACK2
1400 | 4860095843 | SCANNER,M:85XX,TEMP,230VAC,DGTL O/P | [10 empty] | 1 | 1 |  | 2 | 5 | SAF-3,4&5 DISTRIBUTOR |  |  | CUPBOARD-1 RACK2 / FEMN AL-1 RACK-2
1401 | 4153016513 | RTD,M:TFP104-000,PT100,SENSOR | [10 empty] | 2 | 2 |  | 2 | 4 | SAF-1&2 HYDRAULIC SYSTEM |  |  | CUPBOARD-1 RACK1
1402 | 4104011112 | SENSOR;M:UB6000-30 GM-E5-V15;ULTRSNC | [10 empty] | 2 | 2 |  | 1 | 2 | SAF-1&2ELECTRODE HOLDER POSITION. |  |  | CUPBOARD-1 RACK1
1403 | 4110010156 | TRANSDUCER,M:8020,I/P:0-60 MVDC,48VDC | [10 empty] | 1 | 1 |  |  |  | SAF-3,4&5 |  |  | CUPBOARD-1 RACK1
1404 | 4107010429 | TRANSMITTER LVL;PN:UIT501;PNP,250-3500MM | EA | DOM-S(E) | 1 | [7 empty] | 3 | 4 |  | 1 | 2 | SAF-1&2 |  |  | CUPBOARD-1 RACK1
1405 | 4119990025 | CONTROLLER;TEMP,NO-C-NC/NO-C,UNIVERSAL | EA | DOM-S(E) | 2 | [7 empty] | 3 | 5 |  | 3 | 6 | BRQT.PLANT-1&2 |  |  | CUPBOARD-1 RACK1
1406 | 4159016589 | TRANSDUCER,CRNT,I/P:0-1A,24VDC | [10 empty] | 4 | 4 |  | 1 | 2 | SAF-1&2 |  |  | CUPBOARD-1 RACK1
1407 | 4107010616 | TRANSMITTER PRESS;PN:HDA 4315 -A-0040 | [10 empty] | 2 | 2 |  | 2 | 4 | SAF-3,4&5 |  |  | CUPBOARD-1 RACK1
1408 | 4110010015 | TRANSDUCER,PRSSR,0-40 BAR | [10 empty] | 2 | 2 |  |  |  | SAF-3,4&5 |  |  | CUPBOARD-1 RACK1
1409 | 4107040030 | TRANSMITTER PRESS,M:HDA 4444-A-250-000 | [10 empty] | 1 | 1 |  | 2 | 4 | SAF-1&2 HYDRAULIC SYSTEM |  |  | CUPBOARD-1 RACK1
1410 | 4199990309 | SIREN,HOOTER,ELECTRONIC | EA | DOM-S(NE) | 2 |  |  |  |  | 1 |  | 1 | 0 | 4 |  | 1 | 4 | SAF-1,2,3,4&5 CONTROL DESK |  |  | CUPBOARD-1 RACK2
1411 | 4199990313 | PLUG;M:ZBE03-02,T:EDS 344-2;IN CONNECTOR | [10 empty] | 2 | 2 |  | 2 | 4 | SAF-1&2 HYDRAULIC SYSTEM |  |  | CUPBOARD-2 RACK1
1412 | 4601990519 | CABLE,SENSOR,W/M12 CONNECTOR | [10 empty] | 5 | [7 empty] | CUPBOARD-2 RACK1
12 | 4816010005 | CONNECTOR ELEC;M:ZBE 08 S 05,T:EDS-348-5 | [10 empty] | 12 | 12 |  | 5 | 10 | SAF-1,2,3,4&5 HYDRAULIC SYSTEM |  |  | CUPBOARD-2 RACK1
1414 | 4601990249 | CABLE ASSY,PN:EVC002,SWITCH,W/CNNCTR | EA | DOM-S(E) | [7 empty] | 13 | 5 | 18 |  | 10 | 25 | SAF-1&2 DISTRIBUTOR |  |  | ALM-1 RACK-5
1415 |  | CONNECTOR CABLE(VIBRATION SENSOR) | [10 empty] | 1 | [7 empty] | CUPBOARD-2 RACK1
1416 | 4399990125 | CARD ELEC,THYRISTER MODULE,50A,F/VIB FDR |  | CRITICAL | 1 | [6 empty] | 1 | 1 | 2 |  | 2 | 4 | DAYBIN WEIGH HOPPER |  |  | CUPBOARD-2 RACK1
1417 | 4135010012 | AMPLIFIER;PN:R4343E1048;85-240VAC | [10 empty] | 2 | 2 |  | 1 | 3 | BRQT.PLANT-1&2 DRYER. |  |  | CUPBOARD-2 RACK1
1418 | 4104011198 | DETECTOR;PN:C7027A-1023/U;UV SENSOR |  | CRITICAL | 1 | [7 empty] | 0 | 1 |  | 1 | 3 | BRQT.PLANT-1&2 DRYER. |  |  | CUPBOARD-2 RACK1
1419 | 4860090020 | SIREN,HOOTER,24VDC | [10 empty] | 2 | 2 |  | 2 | 4 | SAF-1,2,3,4&5 ,BRQT.PLANT1&2 CONTROL DESK. |  |  | CUPBOARD-2 RACK2
1420 | 4105010010 | METER FLOW,INDCTR,LIQUID | [10 empty] | 6 | 6 |  | 2 | 4 | SAF-1,2 DISTRIBUTOR. |  |  | CUPBOARD-2 RACK1
1421 |  | LEVEL SENSOR ROPE FOR NEW JIGGING | [10 empty] | 1 |  |  | 2 | 4 | JIGING PLANT-2 |  |  | CUPBOARD-2 RACK1
1422 | 4401090109 | SWITCH LIMIT,PN:JLS1,M:BC9,2NO+2NC | [10 empty] | 1 | 1 |  | 4 | 10 | SAF-1&2 MOVABLE DOORS |  |  | CUPBOARD-2 RACK1
1423 | 4103020143 | GAUGE PRESS;PNMTC,0-7BAR,60MM,1/2,NPT | [10 empty] | 4 | 4 |  | 2 | 5 | DEDUSTING PDCS SYSTEM |  |  | CUPBOARD-2 RACK2
1424 | 4103020142 | GAUGE PRESS;PNMTC,0-10BAR,60MM,1/2,NPT | [10 empty] | 2 | 2 |  | 2 | 4 | DEDUSTING DE SYSTEM |  |  | CUPBOARD-2 RACK2
1425 | 4811020008 | FAN ELEC,COOLG PLASTIC,FR:132 | [10 empty] | 3 | 3 |  |  |  | DCS PANEL COOLING |  |  | CUPBOARD-2 RACK2
1426 | 4811020020 | FAN ELEC,COOLG,24V | [10 empty] | 4 | 4 |  | 4 | 10 | DCS PANEL COOLING |  |  | CUPBOARD-2 RACK2
1427 | 4101140037 | POTENTIOMETER,1KOHM,3WATT,SNGL TURN | [10 empty] | 8 | 8 |  | 5 | 10 | DAY BIN VIBROFDEER |  |  | CUPBOARD-2 RACK2
1428 | 4101140021 | POTENTIOMETER,2 KOHM,10 | [10 empty] | 10 | 10 |  | 5 | 10 | DAY BIN VIBROFDEER |  |  | CUPBOARD-2 RACK2
1429 | 4147010029 | POTENTIOMETER;5KOHM,230VAC,3W,(+/-)0 | [10 empty] | 21 | 21 |  | 5 | 10 | DAY BIN VIBROFDEER |  |  | CUPBOARD-2 RACK2
1430 | 4401010121 | SWITCH,DIFFERENTIAL PRES | [10 empty] | 1 | 1 |  | 1 | 2 | DEDUSTING DE SYSTEM |  |  | CUPBOARD-2 RACK2
1431 | 4860992837 | CAP;PN:3SB59 02-0AK;CLR,PRTCTV,PLSTC | [10 empty] | 148 | 148 |  | 10 | 20 | CONTROL DESK PUSH BOTTEM COVER. |  |  | CUPBOARD-2 RACK1
1432 | 4107010200 | TRANSMITTER,E:RU-RT01,REMOTE,BOOM BRER | [10 empty] | 2 | 2 |  | 1 | 2 | SAF-3,4&5 MOVABLEDOOR |  |  | CUPBOARD-2 RACK2
1433 | 4198996710 | RTD,M:PT100,IL=100MM,DUPLEX,3 WIRE | [10 empty] | 1 | 1 |  | 5 | 15 | SAF-1,2 DISTRIBUTOR. |  |  | CUPBOARD-2 RACK1
1434 | 4137010040 | MODULE;M:ICPC10;FIRING,VIBRO FEEDER |  | CRITICAL | 3 | [7 empty] | 0 | 3 |  | 2 | 5 | VIBRO FEEDER |  |  | CUPBOARD-2 RACK2
1435 | 4133010011 | RECTIFIER,M:50RIA120,SILICON | [10 empty] | 13 | 13 |  | 5 | 10 | DAY BIN VIBROFDEER |  |  | CUPBOARD-2 RACK2
1436 | 4401060000 | SWITCH TEMP,M:KP78,DIFF,30-90DEG C | [10 empty] | 3 | 3 |  | 3 | 6 | JIGING PLANT-2 |  |  | CUPBOARD-2 RACK1
1437 | 4102010171 | COG PRESSURE SWITCH C6097A 2310 | [10 empty] | 2 |  |  |  |  | BRQT.PLANT-1&2 DRYER. |  |  | CUPBOARD-2 RACK2
1438 | 4199991058 | TOTALIZER,FLOW INDCTR,F/BWF | [10 empty] | 1 | 1 |  | 1 | 2 | JIGING PLAN-2,BRQT PLANT-1&2 |  |  | CUPBOARD-2 RACK1
1439 | 4105010197 | INDICATOR;DIGITAL PROCESS,,PIC101-N | [10 empty] | 3 | 3 |  | 2 | 4 | BRQT PLANT-1&2 DRYER |  |  | CUPBOARD-2 RACK2
1440 | Refurbish Item | SEQUENCE CONTROLLER CARD(PURGING SAF-1&2 DAYBIN) | [10 empty] | 1 |  |  | 1 | 2 | SAF-1&2 DAYBIN |  |  | CUPBOARD-2 RACK1
1441 | 4401090161 | SWITCH,EMERGENCY,LOCK OUT,W/(2)NO +(2)NC | [10 empty] | 7 | 7 |  | 2 | 6 | SAF-1,2,3,4&5 BRQ |  |  | CUPBOARD-3 RACK1
1442 | 4826010069 | SWITCH,T:40MM,EMERGENCY,2NO+2NC | [10 empty] | 7 | 7 |  | 2 | 10 | CONTROK PANELS |  |  | CUPBOARD-3 RACK2
1443 | 4404010039 | BUTTON,PUSH,EMERGENCY STOP | [10 empty] | 5 | 5 |  | 5 | 10 | CONTROK PANELS |  |  | CUPBOARD-3 RACK1
1444 | 4304070013 | FUSE,20MM,GLASS,100MA,230V | [10 empty] | 19 | 19 |  | 25 | 100 | DCS SYSTEM |  |  | CUPBOARD-3 RACK1
1445 | 4407990125 | FUSE,GLASS,0.25 A | [10 empty] | 180 | 180 |  | 50 | 200 | DCS SYSTEM |  |  | CUPBOARD-3 RACK1
1446 | 4304070040 | FUSE,GLASS,500MA,20MM | [10 empty] | 500 | 500 |  | 100 | 250 | DCS SYSTEM |  |  | CUPBOARD-3 RACK1
1447 | 4860094920 | FUSE,30MM,HIGH VOLTAGE,250V,0.5A | [10 empty] | 140 | 140 |  | 50 | 200 | DCS SYSTEM |  |  | CUPBOARD-3 RACK1
1448 | 4304070014 | FUSE,20MM,GLASS,1A,230VAC | [10 empty] | 100 | 100 |  | 100 | 250 | DCS SYSTEM |  |  | CUPBOARD-3 RACK1
1449 | 4304070015 | FUSE,20MM,GLASS,2 A | [10 empty] | 200 | 200 |  | 100 | 250 | DCS SYSTEM |  |  | CUPBOARD-3 RACK1
1450 | 4304070007 | FUSE,20MM,GLASS,230VAC,3A | [10 empty] | 85 | 85 |  | 25 | 100 | DCS SYSTEM |  |  | CUPBOARD-3 RACK1
1451 | 4304070016 | FUSE,20MM,GLASS,5A | [10 empty] | 239 | 239 |  | 50 | 150 | DCS SYSTEM |  |  | CUPBOARD-3 RACK1
1452 | 4304070004 | FUSE,30MM,GLASS,250VAC,5 A | [10 empty] | 75 | 75 |  | 25 | 100 | DCS SYSTEM |  |  | CUPBOARD-3 RACK1
1453 |  | FUSE, SKYLANDRT14 12A | [10 empty] | 7 | [7 empty] | CUPBOARD-3 RACK1
1454 |  | FUSE 20A CARTRIDGE 30MM | [10 empty] | 19 | [7 empty] | CUPBOARD-3 RACK1
1455 |  | FUSE, SKYLAND RT14 20A | [10 empty] | 10 | [7 empty] | CUPBOARD-3 RACK1
1456 |  | FUSE 25A, ROSMA 50MA FUSEMERSEN D11FK50V25 | [10 empty] | 9 | [7 empty] | CUPBOARD-3 RACK1
1457 |  | FUSE 25A, CARTRIDGE | [10 empty] | 1 | [7 empty] | CUPBOARD-3 RACK1
1458 |  | FUSE 25A BUSSMAN 25H07-660 | [10 empty] | 1 | [7 empty] | CUPBOARD-3 RACK1
1459 | 4865070005 | LIGHT INDCTG,PN:XB7EV04BPN,RED,24VDC | [10 empty] | 15 | 15 |  | 10 | 25 | CONTROL PANELS |  |  | CUPBOARD-3 RACK1
1460 | 4865070004 | LIGHT INDCTG,PN:XB7EV03BPN,GREEN,24VDC | [10 empty] | 12 | 12 |  | 10 | 25 | CONTROL PANELS |  |  | CUPBOARD-3 RACK1
1461 | 4801070029 | LIGHT INDCTG,PN:3SB14 02-2BZ2,E:02-2BZ2 | [10 empty] | 8 | 8 |  | 10 | 25 | CONTROL PANELS |  |  | CUPBOARD-3 RACK1
1462 | 4804090001 | LIGHT INDCTG,M:3SB1402-2WZ3,GREEN,LED | [10 empty] | 8 | 8 |  | 10 | 25 | CONTROL PANELS |  |  | CUPBOARD-3 RACK1
1463 | 4804090000 | LIGHT INDCTG,M:3SB1401-2WZ3,LAMP,RED,LED | [10 empty] | 4 | 4 |  | 10 | 25 | CONTROL PANELS |  |  | CUPBOARD-3 RACK1
1464 | 4860095869 | LUG,2.5 SQMM CU PIN TYPE | [10 empty] | 101 | 101 |  | 100 | 250 | CONTROL PANELS |  |  | CUPBOARD-3 RACK2
1465 | 4604020024 | LUG,16MM2,10MM,RING,CU | [10 empty] | 10 | 10 |  | 25 | 50 | CONTROL PANELS |  |  | CUPBOARD-3 RACK2
1466 | 4604020002 | LUG,10MM2,CU,RING | [10 empty] | 502 | 502 |  | 50 | 100 | CONTROL PANELS |  |  | CUPBOARD-3 RACK2
1467 | 4604020005 | LUG,25MM2,CU,RING | [10 empty] | 1 | 1 |  |  |  | CONTROL PANELS |  |  | CUPBOARD-3 RACK2
1468 | 4860096836 | LUG,35MM2,10MM,RING,CU | [10 empty] | 2 | 2 |  |  |  | CONTROL PANELS |  |  | CUPBOARD-3 RACK2
1469 | 4604020018 | LUG,1.5MM2,TYPE:U,CU | [10 empty] | 239 | 239 |  |  |  | CONTROL PANELS |  |  | CUPBOARD-3 RACK2
1470 | 4604020028 | LUG,2.5MM2,TYPE:U,CU | [10 empty] | 570 | 570 |  | 100 | 250 | CONTROL PANELS |  |  | CUPBOARD-3 RACK2
1471 | 4860096132 | LUG,2.5MM2,CU,STRGHT THRGH | [10 empty] | 81 | 81 |  | 100 | 250 | CONTROL PANELS |  |  | CUPBOARD-3 RACK2
1472 | 4405010049 | MCB,1A,2P | [10 empty] | 0 | 0 |  | 5 | 10 | CONTROL PANELS |  |  | CUPBOARD-3 RACK2
1473 | 4405010133 | MCB 6A,2P | [10 empty] | 2 | 2 |  | 4 | 6 | CONTROL PANELS |  |  | CUPBOARD-3 RACK2
1474 | 4405010136 | MCB,4A,2P | [10 empty] | 2 | 2 |  | 4 | 6 | CONTROL PANELS |  |  | CUPBOARD-3 RACK2
1475 | 4405010087 | MCB,4A,1P | [10 empty] | 5 | 5 |  | 2 | 4 | CONTROL PANELS |  |  | CUPBOARD-3 RACK2
1476 | 4405010155 | MCB,6A,1P | [10 empty] | 1 | 1 |  | 2 | 4 | CONTROL PANELS |  |  | CUPBOARD-3 RACK2
1477 | 4405010062 | MCB,0.5A,2P | [10 empty] | 1 | 1 |  | 2 | 4 | CONTROL PANELS |  |  | CUPBOARD-3 RACK2
1478 | 4405010044 | MCB,2A,2P | [10 empty] | 4 | 4 |  | 4 | 6 | CONTROL PANELS |  |  | CUPBOARD-3 RACK2/DEDUSTING ROOM
1479 | 4405010054 | MCB,16A,2P | [10 empty] | 5 | 5 |  | 4 | 6 | CONTROL PANELS |  |  | CUPBOARD-3 RACK2/DEDUSTING ROOM
1480 | 4405010064 | MCB,63A,3P+N | [10 empty] | 1 | 1 |  | 2 | 4 | CONTROL PANELS |  |  | CUPBOARD-3 RACK2
1481 | 4406990502 | BLOCK CNTCT;M:S2;PANEL MOUNTED,NC,SILVER | [10 empty] | 40 | 40 | [6 empty] | CUPBOARD-3 RACK1
1482 | 4406010085 | CONTACTOR;T:PB 3SB54000C;AUX,1NC | [10 empty] | 22 | 22 | [6 empty] | CUPBOARD-3 RACK1
1483 | 4406990501 | BLOCK CNTCT;M:S1;PANEL MOUNTED,NO,SILVER | [10 empty] | 36 | 36 | [6 empty] | CUPBOARD-3 RACK1
1484 | 4406010086 | CONTACT AUX,M:3SB54000B,1 NO FOR PB | [10 empty] | 31 | 31 |  | 10 | 15 | CONTROL PANELS |  |  | CUPBOARD-3 RACK1
1485 | 4406990752 | BLOCK CNTCT,C:EC1C EG08001C,ESBEE | [10 empty] | 16 | 16 |  | 10 | 15 | CONTROL PANELS |  |  | CUPBOARD-3 RACK1
1486 | 4406990751 | BLOCK CNTCT,C:EC2C EG08002C,ESBEE | [10 empty] | 11 | 11 |  | 10 | 15 | CONTROL PANELS |  |  | CUPBOARD-3 RACK1
1487 | 4404010056 | BUTTON, PUSH,ILLUMINATED,GREEN COLOR | [10 empty] | 8 | 8 |  | 10 | 20 | CONTROL PANELS |  |  | CUPBOARD-3 RACK1
1488 | 4860990488 | PUSH BUTTON,M:2ALRF3L,ILPB,GREEN,24VDC | [10 empty] | 20 | 20 |  | 10 | 20 | CONTROL PANELS |  |  | CUPBOARD-3 RACK1
1489 | 4404010055 | BUTTON, PUSH,ILLUMINATED,RED COLOR | [10 empty] | 27 | 27 |  | 10 | 20 | CONTROL PANELS |  |  | CUPBOARD-3 RACK1
1490 | 4404010086 | PUSH BUTTON,M:3SB50 00-0AE01,NORMAL,GRN | [10 empty] | 26 | 26 |  | 10 | 20 | CONTROL PANELS |  |  | CUPBOARD-3 RACK1
1491 | 4404010069 | PUSH BUTTON,M:3SB5000-0AC01,RED,W/HOLDER | [10 empty] | 40 | 40 |  | 5 | 10 | CONTROL PANELS |  |  | CUPBOARD-3 RACK1
1492 | 4401020015 | SWITCH SELCTR,2 P,2 WAY+OFF | [10 empty] | 17 | 17 |  | 6 | 8 | CONTROL PANELS |  |  | CUPBOARD-3 RACK2
1493 | 4401020005 | SWITCH SELCTR,2 POS MAINTAINED | [10 empty] | 5 | 5 |  | 4 | 6 | CONTROL PANELS |  |  | CUPBOARD-3 RACK2
1494 | 4435990018 | SWITCH SELCTR | [10 empty] | 10 | 10 |  | 5 | 8 | CONTROL PANELS |  |  | CUPBOARD-3 RACK2
1495 | 4401010156 | SWITCH JYSTCK,M:P9F,PB,F/DANGO HANDLE | EA | DOM-S(E) | [7 empty] | 4 | 6 | 10 |  | 2 | 4 | SAF-1&2 MUDGUN CONTROL DESK. |  |  | CUPBOARD-3 RACK1
1496 | 4101070233 | MONITOR,CO(CARBON MONOXIDE)320 M | [10 empty] | 3 | 3 |  | 1 | 2 | BRQT.PLANT-1&2 DRYER OPERATION |  |  | CUPBOARD-4 RACK1
1497 | 4119990116 | CONTROLLER,M:KMGT500E,BWF | [10 empty] | 1 | 1 |  | 1 | 1 | BRQT.PLANT-2 BWF |  |  | CUPBOARD-4 RACK1
1498 | 4150040010 | SWITCH PRXMY,B18MM,INDUCTIVE,220VAC | [10 empty] | 15 | 15 |  | 10 | 20 | SAF-3,4&5 CHARGING GATE. |  |  | CUPBOARD-4 RACK2
1499 | 4150040009 | SWITCH PRXMY,B18MM,INDUCTIVE,24VDC | EA | DOM-S(E) | 10 | [7 empty] | 5 | 15 |  | 10 | 20 | DEDUSTING DAMPER. |  |  | CUPBOARD-4 RACK2
1500 | 4104010026 | SWITCH PRXMY,M12,10-15MM,SENSOR | [10 empty] | 5 | 5 |  | 5 | 10 | NEOAIRTECH DEDUSTING SYSTEM. |  |  | CUPBOARD-4 RACK2
1501 | 4401020116 | SWITCH PRXMY;PN:XS7E1A1PAL2;24VDC,STD | [10 empty] | 2 | 2 |  | 2 | 4 | NEOAIRTECH DEDUSTING SYSTEM. |  |  | CUPBOARD-4 RACK2
1502 | 7401550041 | SWITCH PRXMY,DIA:18MM | [10 empty] | 9 | 9 |  | 4 | 8 | SAF-3,4&5 CHARGING GATE. |  |  | CUPBOARD-4 RACK2
1503 | 4102040129 | SWITCH PRXMY;24VDC,0.5A,8MM,NPN,B18,1NO | [10 empty] | 15 | 15 |  | 5 | 10 | DEDUSTING SYSTEM |  |  | CUPBOARD-4 RACK2
1504 | 4102040135 | SWITCH PRXMY;PN:SW-4053-NO-D6-BF30X65 | EA | DOM-S(E) | 1 | [6 empty] | 4 | 7 | 11 |  | 5 | 10 | SAF-1,2,3,4&5 RSBC BIN POSITION. |  |  | ALM-1 RACK-5
1505 | 4401120139 | SWITCH PRXMY,M:SP12B,30MM DIA | [10 empty] | 2 | 2 |  | 4 | 6 | SAF-1&2 MOVABLE DOOR |  |  | CUPBOARD-4 RACK2
1506 | 4109010031 | TRANSDUCER;M:JGA-20;SIF00014991,SPEED | EA | DOM-S(E) | 2 | [7 empty] | 1 | 3 |  | 2 | 4 | BELT WEIGHERS |  |  | CUPBOARD-4 RACK2
1507 | 4104010538 | SENSOR SPEED,E:SC35-G-N0-6M | [10 empty] | 1 | 1 |  | 2 | 4 | JIGING PLANT-2 BWF |  |  | CUPBOARD-4 RACK2
1508 | 4104010115 | SENSOR VBRTN;LOOP POWERED,0-25MM/SEC | EA | CRITICAL | 2 | [7 empty] | 4 | 6 |  | 1 | 2 | IDFAN |  |  | CUPBOARD-4 RACK1
1509 | 4107010278 | TRANSMITTER,VIBRATION,2-WIRE,4-20MA | [10 empty] | 4 | 4 |  | 2 | 4 | IDFAN |  |  | CUPBOARD-4 RACK1/FEMN AL-1 RACK-1
1510 | 4104010444 | SWITCH PRXMY,SP12 B30*65,PRBE,SNSR,12VDC | [10 empty] | 0 | 0 |  | 8 | 15 | BELT CONVRYORS. |  |  | CUPBOARD-4 RACK2
1511 |  | ZERO SPEED SWITCH SENSOR 24VDC 30MM(AG) | [10 empty] | 5 | [7 empty] | CUPBOARD-4 RACK2
1512 | 4102040134 | SWITCH PRXMY;PN:SW4051-POD1-B18-(PNP-NO) |  | CRITICAL | 10 | [7 empty] | 10 | 20 |  | 8 | 15 | DESUSTING AREA |  |  | CUPBOARD-4 RACK2
1513 | 4119990133 | CONTROLLER,TYPE:DISOMAT SATUS | [10 empty] | 1 | 1 |  | 2 | 4 | SAF-1&2 BIN WEIGHING SYSTEM. |  |  | CUPBOARD-4 RACK1
1514 | 4209016485 | CARD ELEC,LOAD CELL(LCT),F/GDC CNTRLL | [10 empty] | 1 | 1 |  | 1 | 2 | BRQT.PLANT-1 BWF & DAYBIN WEIGH HOPPERS. |  |  | CUPBOARD-4 RACK1
1515 | 4107010501 | TRANSMITTER LVL;PN:DT35;LASER (CLASS-1) | [10 empty] | 1 | 1 |  | 2 | 4 | SAF-1&2 HOLDER POSITION. |  |  | CUPBOARD-1 RACK2
1516 | 4409020040 | RELAY;M:3SK1111-1AB30;SFTY,24VDC | [10 empty] | 1 | 1 |  | 1 | 2 | SAF-1&2 MUDGUN. |  |  | CUPBOARD-4 RACK1
1517 | 4199991452 | PLUG,FORM-A,52X38X30MM,EN175301-803,PA |  |  | 20 | [7 empty] | 20 | 40 |  | 20 | 30 | SOV COIL |  |  | CUPBOARD-5 RACK1
1518 | 7219990017 | CONNECTOR ELEC,COIL,SLND,3 PIN,110 V,LED | [10 empty] | 22 | 22 | [6 empty] | CUPBOARD-5 RACK1
1519 | 4160010006 | COIL ELEC,E:G50,SLND,24VDC | [10 empty] | 12 | 12 |  | 8 | 15 | BRQT.PLANT-1 DEDUSTING, FEMN De dusting |  |  | CUPBOARD-5 RACK1, FEMN AL-1 RACK-4
| 4802010037 | COIL ELEC,E:K593-712,SLND,G50,240VAC,8 W | [10 empty] | 10 | 10 |  | 5 | 15 | DEDUSTING SOV |  |  | CUPBOARD-5 RACK2
1520 | 4852010047 | COIL SOV 230VAC ,AC23A (JANATICS) | [10 empty] | 37 | 37 |  | 5 | 40 | DEDUSTING SOV |  |  | CUPBOARD-5 RACK2
1522 | 6499990414 | COIL ELEC,E:24106-40-12G,SLND VLV |  |  | 25 | [7 empty] | 16 | 41 |  | 20 | 40 | DEDUSTING |  |  | CUPBOARD-5 RACK1
1523 | 6217010055 | VALVE SOLENOID,1/4IN,5/2-WAY,24VDC | [10 empty] | 18 | 18 |  | 3 | 15 | LIW and Dedusting |  |  | CUPBOARD-5 RACK2
1524 | 4160010001 | COIL ELEC,SLND,I-24VDC(ROTEX) | [10 empty] | 8 | 8 |  | 2 | 10 | Jigging |  |  | CUPBOARD-5 RACK1
1525 | 4802010180 | COIL ELEC,HYDAC,M:24DG-50-1836,SLND,24V | [10 empty] | 7 | 7 |  | 2 | 6 | JIGING PLANT-2 |  |  | CUPBOARD-5 RACK1
#REF! | 6199991119 | REGULATOR FLTR,1/4IN BSP,FRL UNIT | [10 empty] | 7 | 7 |  | 3 | 5 | BRQT.PLANT-1 &2 |  |  | CUPBOARD-5 RACK1
1527 | 6119990017 | FITTING,PUSH IN,QSL-G3/8-8 | [10 empty] | 6 | 6 |  | 2 | 10 | FITTING,PUSH IN,QSL-G3/8-8 |  |  | CUPBOARD-5 RACK2
1528 | 6119990263 | ADAPTOR TUBE-PIPE,M:QS-G1/4-8,PUSH-PULL | [10 empty] | 20 | 20 |  | 5 | 20 | FITTING PUSH PULL 8MM |  |  | CUPBOARD-5 RACK2
1529 | 6119990206 | CONNECTOR, EQUAL TEE,F/8MM OD,PU TUBE | [10 empty] | 15 | 15 |  | 8 | 10 | DEDUSTING |  |  | CUPBOARD-5 RACK2
1530 | 6119990264 | ADAPTOR TUBE-PIPE,M:QS-G1/4-10,PUSH-PULL | [10 empty] | 36 | 36 |  |  |  | FITTING,PUSH PULL 10MM |  |  | CUPBOARD-5 RACK2
1531 | 5421030012 | SILENCER,M:T40C1800,G1/8IN | [10 empty] | 13 | 13 |  | 4 | 8 | GENERAL USE |  |  | CUPBOARD-5 RACK1
1532 | 4103020186 | GAUGE PRESS;BDN TUBE,0-400BAR,50MM,1/4IN | [10 empty] | 9 | 9 |  | 2 | 5 | ETP |  |  | CUPBOARD-5 RACK1
1533 | 4111010044 | COIL ELEC;PN:G75;PNUEMATIC SOLENOID | [10 empty] | 10 | 10 |  |  |  | DEDUSTING DE SYSTEM. |  |  | CUPBOARD-5 RACK2 /FEMN AL-1 RACK-4
1534 | 4802010190 | COIL ELEC;R:R901370939;SLND,24VDC,1.25A | [10 empty] | 5 | 5 | [6 empty] | CUPBOARD-5 RACK2
| code to be created | coil elec;989705 AS 10 rexorth | [15 empty] | pressure reducing valve R900945801 |  |  | CUPBOARD-5 RACK2
#REF! |  | SOV 3010-3.5-2G | [10 empty] | 3 |  |  |  |  | JIGING PLANT-2 |  |  | CUPBOARD-5 RACK2
#REF! |  | PNEUMATIC COVERTOR SOCKET (1" TO 8MM) | [10 empty] | 30 | [7 empty] | CUPBOARD-5 RACK2
#REF! |  | FEMN SAF-4&5 DEDUSTING PURGING COIL 24VDC,HM2 | [10 empty] | 5 | [7 empty] | CUPBOARD-5 RACK2
1539 | 5208030090 | BOLT (12MM*80MM) | [10 empty] | 20 | 20 |  |  |  | COMMON USE. |  |  | CUPBOARD-5 RACK2
1540 |  | INFRARED PYROMETER DIGITAL | [10 empty] | 1 |  |  | 1 | 1 | MASTER EQUIPMENT |  |  | CUPBOARD-6 RACK1
1541 |  | LEVEL SENSOR CALIBRATOR(PROBE TYPE AT JIGGING) | [10 empty] | 1 |  |  | 1 | 1 | MASTER EQUIPMENT |  |  | CUPBOARD-6 RACK2
1542 |  | LEVEL TX HAND HELD CALIBRATOR (SIEMENS) | [10 empty] | 1 |  |  | 1 | 1 | MASTER EQUIPMENT |  |  | CUPBOARD-6 RACK2
1543 |  | LEVEL INDICATOR | [10 empty] | 2 |  |  | 1 | 1 | MASTER EQUIPMENT |  |  | CUPBOARD-6 RACK2
1544 |  | MULTIFICATION CALIBRATOR MC12 (MASIBUS) | [10 empty] | 1 |  |  | 1 | 1 | MASTER EQUIPMENT |  |  | CUPBOARD-6 RACK1
1545 |  | SCOPE METER(FLUKE) | [10 empty] | 1 |  |  | 1 | 1 | MASTER EQUIPMENT |  |  | CUPBOARD-6 RACK1
1546 |  | TACHO METER (REFURBISH) | [10 empty] | 1 |  |  |  |  | MASTER EQUIPMENT |  |  | CUPBOARD-6 RACK2
1547 |  | VIBRATION TESTING KIT | [10 empty] | 1 |  |  |  |  | MASTER EQUIPMENT |  |  | CUPBOARD-6 RACK1
1548 |  | WEIGHT BOX(DEAD WEIGHT TESTER) | [10 empty] | 1 |  |  |  |  | MASTER EQUIPMENT |  |  | CUPBOARD-6 RACK2
1549 |  | RELAY 230VAC(OMORN) | [10 empty] | 17 | [7 empty] | CUPBOARD-7 RACK1
1550 | 4409990234 | RELAY 24VDC 2NO/2NC,ABB | [10 empty] | 30 | 30 |  | 20 | 40 | DCS SYSTEM |  |  | CUPBOARD-7 RACK1
1551 | 4409990634 | RELAY 24VDC 4NO/4NC, ABB | [10 empty] | 29 | 29 |  | 25 | 40 | DCS SYSTEM |  |  | CUPBOARD-7 RACK1
1552 |  | RELAY 24VDC,SOLID STATE,ABB | [10 empty] | 1 |  |  | 5 | 8 | DCS SYSTEM |  |  | CUPBOARD-7 RACK1
1553 |  | RELAY 24VDC(OMORN) | [10 empty] | 6 |  |  |  |  | DCS SYSTEM |  |  | CUPBOARD-7 RACK1
1554 | 4304060021 | RELAY 4NO/4NC 230VAC,ABB | [10 empty] | 24 | 24 |  | 25 | 60 | DCS SYSTEM |  |  | CUPBOARD-7 RACK1
1555 |  | RELAY BASE BLACK 4NO/4NC,ABB | [10 empty] | 18 |  |  | 25 | 40 | DCS SYSTEM |  |  | CUPBOARD-7 RACK1 / FEMN AL-1 RACK-4
1556 | 4409990064 | RELAY BASE, WAGO | [10 empty] | 17 | 17 |  | 25 | 35 | DCS SYSTEM |  |  | CUPBOARD-7 RACK1
1557 | 4403990261 | PCB,M:UMK-8/RM,RELAY,230VAC | EA | DOM-S(E) | [7 empty] | 4 | 4 | 8 |  | 3 | 5 | DEDUSTING |  |  | CUPBOARD-7 RACK1/FEMN AL-2 RACK-2
1558 | 4409080042 | RELAY ASSY;AS362,24VDCV,50MA,SHAVISION | [10 empty] | 5 | 5 |  | 3 | 5 | JIGING PLANT-2 |  |  | CUPBOARD-7 RACK1/FEMN AL-2 RACK-2
1559 |  | RELAY INPUT BOARD 24VDC (4 RELAY) | [10 empty] | 5 |  |  | 3 | 5 | JIGING PLANT-2 & 5 |  |  | CUPBOARD-7 RACK1
1560 | 4403990262 | PCB,M:UMK- 8 RM,RELAY,24VDC | [10 empty] | 3 | 3 |  | 2 | 5 | SAF-3,4&5 |  |  | CUPBOARD-7 RACK1/FEMN AL-2 RACK-2
1561 | 4304060016 | RELAY SOLID STATE 24VDC(OMRON) | [10 empty] | 30 | 30 |  | 25 | 50 | SAF-3,4&5 |  |  | CUPBOARD-7 RACK1
1562 | 4409990172 | SAFETY RELAY E01SIRIUS,SIEMENS FOR DANGO | [10 empty] | 2 | 2 |  | 2 | 3 | SAF-1&2 |  |  | CUPBOARD-7 RACK1
1563 | 4304120054 | SMPS 10AMP BASE:VERTICAL | [10 empty] | 4 | 4 |  | 2 | 4 | DCS SYSTEM & PLC |  |  | CUPBOARD-7 RACK2
1564 |  | SMPS 2.5AMP (OMRON) | [10 empty] | 1 |  |  | 1 | 2 | DCS SYSTEM |  |  | CUPBOARD-7 RACK2
1565 | 4304120065 | POWER SUPPLY,230-110VAC,24VDC,20A | EA | DOM-S(E) | 2 | [7 empty] | 3 | 5 |  | 1 | 2 | DCS SYSTEM |  |  | CUPBOARD-7 RACK2
1566 | 4304120039 | POWER SUPPLY,24VDC,40A | EA | CRITICAL | 1 | [7 empty] | 5 | 6 |  | 1 | 3 | ABB 800XA DCS SYSTEM |  |  | CUPBOARD-7 RACK2
1567 | 4304120066 | SMPS 5AMP | [10 empty] | 1 | 1 |  | 2 | 2 | DCS SYSTEM |  |  | CUPBOARD-7 RACK2
1568 | 4129010020 | DIODE O RING 40A | [10 empty] | 2 | 2 |  | 1 | 2 | DCS SYSTEM |  |  | CUPBOARD-7 RACK2
1569 | 4129010021 | DIODE,M:P-OR-24-20,UNIT,O-RING | [10 empty] | 2 | 2 |  | 1 | 2 | DCS SYSTEM |  |  | CUPBOARD-7 RACK2
1570 | 4129010019 | DIODE,M:P-OR-24-10,UNIT,O-RING | [10 empty] | 1 | 1 |  | 1 | 2 | DCS SYSTEM |  |  | CUPBOARD-7 RACK2
1571 | 4129010018 | DIODE,M:P-OR-24-05,UNIT,O-RING | [10 empty] | 3 | 3 |  | 1 | 2 | DCS SYSTEM |  |  | CUPBOARD-7 RACK2
1572 |  | RELAY 110VAC 1NO+NC | [10 empty] | 19 |  |  | 15 | 25 |  |  |  | CUPBOARD-7 RACK2
1573 | 4409080045 | RELAY;PN:51101;24VDC,3A,1P,250VAC/DC,1NO | [10 empty] | 2 | 2 |  | 2 | 4 | Batac Jigg Panel Relay |  |  | CUPBOARD-7 RACK2
1574 |  | SMPS 24VDC 4.1 AMP | [10 empty] | 1 |  |  | 1 | 1 | SAF-1&2 MUDGUN |  |  | CUPBOARD-7 RACK2
1575 | 4303010182 | CARD ELEC,E:9830A,ADC,IPA | [10 empty] | 1 |  |  | 2 | 5 | IPA platform weighing System |  |  | CUPBOARD-8 RACK1
1576 |  | ENCODER (IFM) | [10 empty] | 2 |  |  |  |  | BRQ.PLANT-1&2 |  |  | CUPBOARD-8 RACK1
1577 | 4131010056 | ENCODER (INDIA MAKE) | [10 empty] | 1 | 1 |  |  |  | BRQ.PLANT-1&2 |  |  | CUPBOARD-8 RACK1
1578 | 4131010069 | ENCODER;PN:ENC82/24HT-360AB;INCRMNTL | EA | CRITICAL | 1 | [7 empty] | 1 | 2 |  | 1 | 2 | BELT WEIGHER |  |  | CUPBOARD-8 RACK1
1579 | 4131010048 | ENCODER (KUBLER) | [10 empty] | 1 | 1 |  |  |  | JIGING PLANT-1 |  |  | CUPBOARD-8 RACK1
1580 |  | ENCODER (REFURBISH) | [10 empty] | 1 | [7 empty] | CUPBOARD-8 RACK1
1581 |  | JTG 201/1 PULSE SHAPEN CARD | [10 empty] | 1 |  |  | 1 | 1 | JIGING PLANT-2 BWF |  |  | CUPBOARD-8 RACK1
1582 | 4136010225 | KEYPAD (IPA) | [10 empty] | 1 | 1 |  | 1 | 1 | BRQ.PLANT-2 |  |  | CUPBOARD-8 RACK1
1583 | 4399990287 | LINE FILTER (IPA) | [10 empty] | 2 | 2 | [6 empty] | CUPBOARD-8 RACK1
1584 | 4106010036 | LOAD CELL,100KG,SENSITIVITY:2.0 MV/V | EA | REFURBISH | [7 empty] | 1 | 1 | 2 |  | 1 | 3 | JIGING PLANT-2 BWF |  |  | CUPBOARD-8 RACK2
1585 | 4106010186 | LOAD CELL;PN:IF00011150;S-TYPE,100KGG,0 | EA | CRITICAL | 1 | [7 empty] | 2 | 3 |  | 1 | 2 | Schenck Beltweighers |  |  | CUPBOARD-8 RACK2
1586 | 4106010011 | LOAD CELL,M:PR-6201/14D1,10T | [10 empty] | 1 | 1 |  | 1 | 3 | OBSOLETE |  |  | CUPBOARD-8 RACK2
1587 | 4106010193 | LOAD CELL;M:C2AD1;2T,0.5,2MV/V | [10 empty] | 3 | 3 |  | 2 | 4 | 60MVA DAY BIN WEIGH HOPPER |  |  | CUPBOARD-8 RACK2
1588 |  | LOAD CELL 20T (SARTORIUS)(PROJECT STOCK) | [10 empty] | 2 |  |  |  |  | SAF-3,4&5 |  |  | CUPBOARD-8 RACK2
1589 | 4106010103 | LOAD CELL 22T (AMSTELL) FECR CHARGING BIN | [10 empty] | 1 | 1 |  | 1 | 3 | SAF-1&2 CHARGING BIN |  |  | CUPBOARD-8 RACK2
1590 | 4106010166 | LOAD CELL,M:SB032H1,CAP:300 KG | EA | REFURBISH | [7 empty] | 1 | 1 | 2 |  | 1 | 2 | LOAD CELL LIW |  |  | CUPBOARD-8 RACK2
1591 | 4106010149 | LOAD CELL 30KG (IPA BR031H2) RMHS BWF | [10 empty] | 2 | 2 |  |  |  | BRQ.PLANT-2 |  |  | CUPBOARD-8 RACK2
1592 | 4138010049 | LOAD CELL 50KG (KISTLER MORSE) | [10 empty] | 1 | 1 |  | 1 | 1 | BRQT.PLANT-2 BWF |  |  | CUPBOARD-8 RACK2
1593 | 4106010017 | LOAD CELL,M:PR-6201/53 D1,5T | EA | CRITICAL | 3 | [7 empty] | 4 | 4 |  | 1 | 3 | WEIGH HOPPER |  |  | CUPBOARD-8 RACK2/FEMN AL-2 RACK-3
1594 |  | LOAD CELL 6.6KG (SCAIME F60×5C1.5) | [10 empty] | 2 | [7 empty] | CUPBOARD-8 RACK2
1595 | 4412010128 | BOX JNCTN,M:JT041M9,CARD,IPA | EA | CRITICAL | 1 | [7 empty] | 2 | 3 |  | 1 | 2 | IPA PLATFORM WEIGHING SCALE |  |  | CUPBOARD-8 RACK2
1596 |  | LOADCELL BASE | [10 empty] | 1 | [7 empty] | CUPBOARD-8 RACK2
1597 |  | LOADCELL BOLT | [10 empty] | 12 | [7 empty] | CUPBOARD-8 RACK2
1598 |  | LOADCELL CABLE D-TYPE CONNECTOR | [10 empty] | 3 | [7 empty] | CUPBOARD-8 RACK2
1599 | 4199991192 | DIGITIZER,M:SG600A2,LOADCELL | EA | CRITICAL | [7 empty] | 1 | 0 | 1 |  | 1 | 1 | IPA BWF |  |  | CUPBOARD-8 RACK1
1600 | 4412010129 | BOX JNCTN,M:JT032M9,CARD,IPA | [10 empty] | 3 | 3 |  | 1 | 2 | IPA BWF |  |  | CUPBOARD-8 RACK2
1601 |  | LOADCELL STAND CYLINDRICAL | [10 empty] | 2 | [7 empty] | CUPBOARD-8 RACK2
1602 |  | LOADCELL STAND ROUNDED | [10 empty] | 2 | [7 empty] | CUPBOARD-8 RACK2
1603 | 4303010183 | POWER SUPPLY CARD (IPA) | [10 empty] | 1 | 1 |  | 1 | 1 |  |  |  | CUPBOARD-8 RACK1
1604 |  | POWER SUPPLY CARD JPS 202 (NEW JIGG BWF) | [10 empty] | 1 |  |  | 1 | 1 | JIGING PLANT-2 BWF |  |  | CUPBOARD-8 RACK1
1605 | 4104010227 | SENSOR,103MM,ENSOR,TACHO,F/BWF | EA | CRITICAL | 1 | [7 empty] | 2 | 3 |  | 1 | 2 | BRQT.PLANT-1 BWF |  |  | CUPBOARD-8 RACK1
1606 | 4104010226 | TACHO SENSOR 116.76MM(BWF) (NEW) | [10 empty] | 1 | 1 |  | 1 | 2 | BRQT.PLANT-1 BWF |  |  | CUPBOARD-8 RACK1
1607 | 4503060135 | TRANSFORMER FOR LADDLE WEIGHING SCALE (IPA) | [10 empty] | 2 | 2 | [6 empty] | CUPBOARD-8 RACK2
1608 |  | TRANSWEIGH CARD (F810-05481372) | [10 empty] | 1 | [7 empty] | CUPBOARD-8 RACK1
1609 |  | TRANSWEIGH CARD (F836-05481213) | [10 empty] | 1 | [7 empty] | CUPBOARD-8 RACK1
1610 | 4108010312 | TRANSWEIGH CARD (F866) (REFURBISH) | [9 empty] | 2 | 2 | [7 empty] | CUPBOARD-8 RACK1
1611 | 4108010311 | TRANSWEIGH CARD (F868-05482292) | [9 empty] | 1 | 2 |  |  |  |  | PRESENT STOCK 1 |  |  | CUPBOARD-8 RACK1
1612 |  | TRANSWEIGH CARD (FLKM-D37 SUB/5 MDU37) | [10 empty] | 1 | [7 empty] | CUPBOARD-8 RACK1
1613 |  | TRANSWEIGH CARD (KEA-05481366) | [10 empty] | 1 | [7 empty] | CUPBOARD-8 RACK1
1614 |  | TRANSWEIGH CARD (KEY-05481367) | [10 empty] | 1 | [7 empty] | CUPBOARD-8 RACK1
1615 | 4403990021 | PCB FOR RELAY LOGIC(JRP-401) | [10 empty] | 1 | 1 | [6 empty] | CUPBOARD-8 RACK1
1616 | 4106010132 | LOAD CELL,M:SW034H9,30T | EA | CRITICAL | 1 | [7 empty] | 1 | 2 |  | 1 | 2 | FOR LADDLE WEIGHING SYSTEM IPA 60 MVA AND 27.6 MVA |  |  | CUPBOARD-8 RACK2
1617 |  | ABB, PLC CONTROLLER ADVANT (ICMK14F1-L12.0) | [10 empty] | 1 | [7 empty] | AL-3 RACK-3
1618 |  | ABB, ADVANT CONTROLLER MODULE 07KR51 24 V DC | [10 empty] | 2 | [7 empty] | AL-3 RACK-2
1619 |  | ABB, ICMK 14F1 | [10 empty] | 1 | [7 empty] | AL-3 RACK-2
1620 |  | ABB, MODBUS COUPLER MODULE 07KP53-E 5.0 | [10 empty] | 1 | [7 empty] | AL-3 RACK-2
1621 |  | ABB, MODBUS COUPLER MODULE 07KP53-F 5.0 | [10 empty] | 1 | [7 empty] | AL-3 RACK-2
1622 |  | ABB, XI 16E1 | [10 empty] | 5 | [7 empty] | AL-3 RACK-2
1623 |  | ABB, XO 16N1 | [10 empty] | 2 | [7 empty] | AL-3 RACK-2
1624 |  | ALLEN BRADELY CABLE 1761-CBL-AC00 | [10 empty] | 1 | [7 empty] | AL-3 RACK-3
1625 |  | ALLEN BRADELY CABLE 1761-CBL-AS03 | [10 empty] | 1 | [7 empty] | AL-3 RACK-3
1626 |  | ALLEN BRADELY CABLE 1797-TPS/B | [10 empty] | 1 | [7 empty] | AL-3 RACK-3
1627 |  | ALLEN BRADELY CONTROL NET BNC PLUG RG-6QS 1786-BNC | [10 empty] | 2 | [7 empty] | AL-3 RACK-3
1628 | 4108010641 | MODULE,1794-IE8,ANLG,I/P,8 POINT | EA | CRITICAL | [7 empty] | 1 |  | 1 |  | 1 | 3 | Jigging PLC |  |  | AL-3 RACK-3
1629 | 4108010640 | MODULE,PN:1794-OE12,O/P,ANLG,12 POINT | EA | CRITICAL | 1 | [7 empty] | 1 | 2 |  | 1 | 3 | Jigging PLC |  |  | AL-3 RACK-3
1630 | 4108010723 | ALLEN BRADELY DC SINK INPUT 1794-IB16 | [10 empty] | 2 | 2 | [6 empty] | AL-3 RACK-3
1631 | 4108010637 | ALLEN BRADELY DC SINK INPUT 1794-IB32 | [10 empty] | 1 | 1 | [6 empty] | AL-3 RACK-3
1632 |  | ALLEN BRADELY PANEL VIEW 300 2711-K3A1OL1 | [10 empty] | 1 | [7 empty] | AL-3 RACK-3
1633 |  | ALLEN BRADELY PANEL VIEW 600 2711-K6C2L1 | [10 empty] | 1 | [7 empty] | AL-3 RACK-3
1634 | 4199990942 | ALLEN BRADELY, SLC 500 INPUT MOUDLE 1746-IB16 | [10 empty] | 1 | 1 | [6 empty] | AL-3 RACK-3
1635 | 4850032078 | ALLEN BRADELY,COMPACT DI MOUDLE 1769-IB16 | [10 empty] | 3 | 3 | [6 empty] | AL-3 RACK-3
1636 | 4108010330 / 4803050309 | MODULE,PN:1769-OB16,DGTL O/P,24VDC | EA | CRITICAL | [7 empty] | 2 |  | 2 |  | 1 | 2 | Jigging PLC |  |  | AL-3 RACK-3
1637 |  | ALLEN BRADELY,DC SOURCE OUTPUT PROTECTED 1794-0B32P | [10 empty] | 2 | [7 empty] | AL-3 RACK-3
1638 |  | ALLEN BRADELY,DC SOURCE OUTPUT PROTECTED 1794-0B32P (REFURBISH) | [10 empty] | 1 | [7 empty] | AL-3 RACK-3
1639 |  | ALLEN BRADELY,FLEX I/O MOUDLE 1769-ACN15 CONTROLLER NET ADOPTER | [10 empty] | 1 | [7 empty] | AL-3 RACK-3
1640 |  | ALLEN BRADELY,SLC 500 AI MOUDLE 1746-NI4 | [10 empty] | 1 | [7 empty] | AL-3 RACK-3
1641 | 5518020060 | ALLEN BRADELY,SLC 500 DO MOUDLE 1746-OX8 | [10 empty] | 1 | 1 | [6 empty] | AL-3 RACK-3
1642 |  | ALLEN BRADELY,SLC 500 OUT MOUDLE 1746-OB16E | [10 empty] | 1 | [7 empty] | AL-3 RACK-3
1643 |  | ALLEN BRADLEY MICROLOGIX 1500 CONTROLLER | [10 empty] | 1 | [7 empty] | AL-3 RACK-4
1644 |  | ALLEN BRADLEY 1756-TBNH/A PLC CONNECTOR | [10 empty] | 3 | [7 empty] | AL-3 RACK-4
1645 |  | ALLEN BRADLEY 1769-1F8 AI | [10 empty] | 1 | [7 empty] | AL-3 RACK-4
1646 |  | ALLEN BRADLEY 1769-CRL3 | [10 empty] | 1 | [7 empty] | AL-3 RACK-4
1647 |  | ALLEN BRADLEY 1769-OB16 | [10 empty] | 1 | [7 empty] | AL-3 RACK-4
1648 |  | ALLEN BRADLEY 1769-OF8C AO | [10 empty] | 1 | [7 empty] | AL-3 RACK-4
1649 |  | ALLEN BRADLEY 1769-PA4 POWER SUPPLY | [10 empty] | 1 | [7 empty] | AL-3 RACK-4
1650 |  | ALLEN BRADLEY 1794-ADN | [10 empty] | 4 | [7 empty] | AL-3 RACK-4
1651 |  | ALLEN BRADLEY 1794-OB16P | [10 empty] | 5 | [7 empty] | AL-3 RACK-4
1652 |  | ALLEN BRADLEY 1794-TB3 | [10 empty] | 6 | [7 empty] | AL-3 RACK-4
1653 | 4850010011 | CONVERTER SGNL,PN:1761-NET-AIC,INTERFACE | EA | CRITICAL | 1 | [7 empty] | 1 | 2 |  | 1 | 1 | BATAC JIG PLC |  |  | AL-3 RACK-4
1654 |  | ALLEN BRADLEY TERMINAL 1794- TB32A | [10 empty] | 2 | [7 empty] | AL-3 RACK-3
1655 | 4119990108 | ALLEN BRADLEY 17 SLOT RACK WITH LOGIX 5561,CONTROLNET,ETHERNET IP,PROSOFT COMMUNICATION,ANALOG INPUT (3NOS) | [10 empty] | 1 | 1 |  | 1 | 1 | ALLENBRADLEY PLC |  |  | AL-3 RACK-5
1656 |  | ALLEN BRADLEY 1769- OB16 DO | [10 empty] | 2 | [7 empty] | AL-3 RACK-4
1657 |  | ALLEN BRADLEY 1769-1F4 (AI) | [10 empty] | 2 | [7 empty] | AL-3 RACK-4
1658 |  | ALLEN BRADLEY 1769-ECR CONTROLLER | [10 empty] | 1 | [7 empty] | AL-3 RACK-4
1659 | 4108010329 | MODULE,PN:1769-IQ16,DGTL I/P,24VDC | EA | CRITICAL | [7 empty] | 2 | 3 | 5 |  | 1 | 2 | JIGG PLC |  |  | AL-3 RACK-4
1660 |  | ALLEN BRADLEY 1769-SDN DEVICE NET SCANNER | [10 empty] | 1 | [7 empty] | AL-3 RACK-4
1661 |  | ALLEN BRADLEY 1794 ACN15 | [10 empty] | 1 | [7 empty] | AL-3 RACK-3
1662 |  | ALLEN BRADLEY 1794 ADN | [10 empty] | 2 | [7 empty] | AL-3 RACK-3
1663 |  | ALLEN BRADLEY 1794-IB16 | [10 empty] | 6 | [7 empty] | AL-3 RACK-4
1664 |  | ALLEN BRADLEY 4 SLOT RACK 1746-A13 | [10 empty] | 1 | [7 empty] | AL-3 RACK-5
1665 |  | ALLEN BRADLEY TERMINAL M 1794- TB2A | [10 empty] | 2 | [7 empty] | AL-3 RACK-3
1666 |  | ALLEN BRADLEY TERMINAL M 1794- TB32A | [10 empty] | 2 | [7 empty] | AL-3 RACK-3
1667 | 4121010048 | POWER SUPPLY,M:1756-PA72,85-265VAC | EA | CRITICAL | 1 | [7 empty] | 1 | 2 |  | 1 | 2 | AB PLC |  |  | AL-3 RACK-5
1668 | 3102020198 | CONTROLLER,E:ELEKTRONIKON-II,CNTRLLER | EA | CRITICAL | 1 | [7 empty] | 1 | 1 |  | 1 | 1 | JIGGING COMPRESSOR ATLAS COPCO |  |  | AL-3 RACK-3
1669 |  | CONTROLLER ELECTRICON FOR SAF-1&2 COMPRESSOR WITH PROGRAMME | [10 empty] | 1(REPAIRED) | [7 empty] | AL-3 RACK-5
1670 |  | AUMA HANDLE | [10 empty] | 1 | [7 empty] | AL-3 RACK-5
1671 |  | AUMA PRINT-C-AM01.1-PW Z013.71SD/01,Z100.951/01-00 | [10 empty] | 1 | [7 empty] | AL-3 RACK-5
1672 |  | BUSCH JAGER ELEKTRO 6866 AG MOVABLE DOOR SCREEN DRIVER/RADIO | [10 empty] | 2 | [7 empty] | AL-3 RACK-2
1673 |  | CLAMP METER (KUSAM-MECO 2790 600A) | [10 empty] | 1 |  |  |  |  | MEASURING EQUIPMENT. |  |  | AL-3 RACK-2
1674 |  | CONNECTOR, 9 PIN ,WITH COVER | [10 empty] | 1 | [7 empty] | AL-3 RACK-4
1675 | 4401080003 | ETHERNET SWITCH, 8 PORT, D-LINK | [10 empty] | 1 | 1 |  |  |  | JIGINGPLANT -2 PLC |  |  | AL-3 RACK-2
1676 | 4401080004 | ETHERNET SWITCH, D-LINK 16 PORT | [10 empty] | 2 | 2 |  | 2 | 4 | ABB 800XA DCS |  |  | AL-3 RACK-1
1677 |  | ETHERNET SWITCH,5 PORT, SIEMENS | [10 empty] | 1 |  |  | 1 | 2 | DCS SYSTEM |  |  | AL-3 RACK-2
1678 |  | ETHERNET TO PROFIBUS MEDIA CONVERTOR, SI TECH | [10 empty] | 2 | [7 empty] | AL-3 RACK-1
1679 |  | HARD DISK 3TB | [10 empty] | 2 |  |  | 1 | 2 | CCTV SYSTEM |  |  | AL-3 RACK-2
1680
1681 |  | KEYBOARD NEW | [10 empty] | 1 |  |  | 1 | 3 | DCS SYSTEM |  |  | AL-3 RACK-2
1682 | 1002990881 | KVM SWITCH 4 PORT | [10 empty] | 1 |  |  | 1 | 1 | DCS SYSTEM |  |  | AL-3 RACK-3
1683 |  | LEVEL SENSOR, BS FLUID | [10 empty] | 1 | [7 empty] | AL-3 RACK-4
1684 |  | MOUSE, OPTICAL,USB | [10 empty] | 2 |  |  | 2 | 4 | DCS SYSTEM |  |  | AL-3 RACK-2
1685 |  | MALE FEMALE 9 PIN CONNECTOR | [10 empty] | 36 | [7 empty] | AL-3 RACK-2
1686 |  | MEDIA CONVERTER ETHERNET TO OPTICAL | [10 empty] | 7 | [7 empty] | AL-3 RACK-1
1687 | 4850010007 | MEDIA CONVERTER FIBEROPTIC TO ETHERNET | [10 empty] | 1 | 1 |  | 4 | 6 | CCTV NETWORK |  |  | AL-3 RACK-1
1688 | 4209011685 | MEDIA CONVERTER FIBEROPTIC TO ETHERNET, HIRSCHMANN | [10 empty] | 7 | 7 |  | 4 | 6 | DCS SYSTEM |  |  | AL-3 RACK-1
1689 | 4850010021 | MEDIA CONVERTER FIBEROPTIC TO PROFIBUS, ICP CON | [10 empty] | 3 | 3 |  | 2 | 4 | DCS SYSTEM |  |  | AL-3 RACK-1
1690 | 4701010002 | MODULE,PN:GOXS-1312-20D,SFP,SMALL FORM | [10 empty] | 1 | 1 |  | 1 | 2 |  |  |  | AL-3 RACK-1
1691 |  | MOTOROLA ADAPTER | [10 empty] | 2 | [7 empty] | AL-3 RACK-1
1692 |  | OPTICAL PATCH CORD SC-LC MULTI MODE FOR JIGGING-2 | [10 empty] | 1 | [7 empty] | AL-3 RACK-2
1693 | [12 empty] | 2 | [7 empty] | AL-3 RACK-1
1694 | 1001510040 | RAM 8GB | [10 empty] | 4 | 4 | [6 empty] | AL-3 RACK-2
1695 | 4199990160 | HOLDER,M:VT 3002 2X/48F,CARD,48VAC/DC | EA | CRITICAL | [7 empty] | 2 | 2 | 4 |  | 1 | 2 | 60 MVA ELECTRODE REGULATION |  |  | AL-3 RACK-2
1696 | 4203010031 | CARD ELEC,M:VSPA2,ELECTRODE REGULATION | EA | CRITICAL | [7 empty] | 2 | 3 | 5 |  | 1 | 2 | 60 MVA ELECTRODE REGULATION |  |  | AL-3 RACK-2
1697 | 4819990003 | RJ 45 ETHERNET CONNECTOR | [10 empty] | 4 | 4 |  | 10 | 30 | DCS SYSTEM,CCTV CAMERA |  |  | AL-3 RACK-1
1698 | 4199990399 | CONVERTER SGNL,RS 232 TO 485 ICP-CO | EA | CRITICAL | 2 | [7 empty] | 1 | 3 |  | 1 | 2 | ABB 800XA DCS |  |  | AL-3 RACK-1
1699 |  | SIEMENS 6ES7-231-4HD32-OXBO | [10 empty] | 2 | [7 empty] | AL-3 RACK-4
1700 |  | SIEMENS 6ES7-232-4HD32-OXBO | [10 empty] | 1 | [7 empty] | AL-3 RACK-4
1701 |  | SIEMENS FRONT CONNECTOR 6ES7-392-1AJ00-0AA0 | [10 empty] | 1 | [7 empty] | AL-3 RACK-4
1702 |  | SIEMENS FRONT CONNECTOR 6ES7-392-1AM00-0AA0 | [10 empty] | 2 | [7 empty] | AL-3 RACK-4
1703 |  | SIEMENS LOGO 6ED-1055-1FB00-OBA2 | [10 empty] | 1 | [7 empty] | AL-3 RACK-4
1704 |  | SIEMENS LOGO 6ED-1055-1FB10-OBA2 | [10 empty] | 2 | [7 empty] | AL-3 RACK-4
1705 | 4201010226 | MODULE,M:6EDI-055-1FB10-0BA2 | EA | CRITICAL | [7 empty] | 1 | 1 | 2 |  | 1 | 2 | SIEMENS PLC |  |  | AL-3 RACK-4
1706 | 4201010008 | MODULE,M:6ED1,PLC,LOGO,230 RC | EA | CRITICAL | [7 empty] | 1 | 1 | 2 |  | 1 | 2 | DEDUSTING PLC |  |  | AL-3 RACK-4
1707 | 4201010225 | CARD ELEC,M:6EDI-2FB000-OBA8 | EA | CRITICAL | [7 empty] | 1 | 1 | 2 |  | 1 | 2 | DEDUSTING PLC |  |  | AL-3 RACK-4
1708 |  | SIEMENS S7 1200 AI MODULE 6ES7-231-4HD32-OXB0 (AO) | [10 empty] | 1 | [7 empty] | AL-3 RACK-4
1709 | 4201010289 | MODULE,M:6ES7221-1BF22-0XA8,I/P | EA | CRITICAL | 1 | [7 empty] | 1 | 2 | [6 empty] | AL-3 RACK-4
1710 | 4201010206 | SIEMENS S7 200 DI MODULE 6ES7-288-2DE08-0AA0 ( DI) | [10 empty] | 1 | 1 | [6 empty] | AL-3 RACK-4
1711 | 4203010056 | SIEMENS S7 300 DI MODULE 6ES7-321-1BL00-0AA0 (DI) | [10 empty] | 1 | 1 | [6 empty] | AL-3 RACK-4
1712 | 4203010057 | SIEMENS S7 300 DO MODULE 6ES7-322-1BL00-0AA0 (DO) | [10 empty] | 1 | 1 | [6 empty] | AL-3 RACK-4
1713 | 4201010241 | PROCESSOR,M:6ES7214-1AG40-0XB0,CPU,PLC | EA | CRITICAL | 1 | [7 empty] | 1 | 2 |  | 1 | 1 | DEDUSTING PLC |  |  | AL-3 RACK-4
1714 |  | SIEMENS S7-300 CONTROLLER 6ES7-314-6EH04-0AB0 | [10 empty] | 1 | [7 empty] | AL-3 RACK-4
1715 |  | SIEMENS S7200 6ES7-216-2AD23-OXBO | [10 empty] | 1 | [7 empty] | AL-3 RACK-4
1716 | 4210010149 | CHASSIS,1756-A4,4 SLOT,CNTRL LOGIX | [10 empty] | 0 | 0 |  | 1 | 1 | JIGING PLANT-2 PLC |  |  | AL-3 RACK-5
1717 |  | BATTERY CHARGER (AA & AAA) | [10 empty] | 1 | [7 empty] | AL-4 RACK-2
1718 |  | CD BOX | [10 empty] | 1 | [7 empty] | AL-4 RACK-4
1719 |  | ETHERNET PRINTER PORT (USED IN PC) | [10 empty] | 2 | [7 empty] | AL-4 RACK-1
1720 |  | ETHERNET SWITCH(PRINTER SHARING) D-LINK | [10 empty] | 3 | [7 empty] | AL-4 RACK-1
1721 |  | HDMI CABLE | [10 empty] | 1 | [7 empty] | AL-4 RACK-2
1722 |  | HEAT SINK COMPOUND PASTE | [10 empty] | 1 | [7 empty] | AL-4 RACK-1
1723 | 1001390017 | KEY BOARD | [10 empty] | 4 | 4 |  | 2 | 4 | WORK STATION & SERVER PC |  |  | AL-4 RACK-2
1724 | 4120010060 | PROBE,300MM VIB,LEVEL,FORK TYPE | [10 empty] | 6 | 6 | [6 empty] | AL-4 RACK-5/ROOM No-14A SELF-1 RACK-E
1725 |  | LITHIUM BATTERY FOR PC MOTHER BOARD | [10 empty] | 2 | [7 empty] | AL-4 RACK-2
1726 |  | MOUTH PIECE FOR WALKIE TALKIE | [10 empty] | 2 | [7 empty] | AL-4 RACK-3
1727 |  | POWER CABLE (FOR PC) | [10 empty] | 14 | [7 empty] | AL-4 RACK-2
1728 |  | POWER CABLE FOR PC (BOX) | [10 empty] | 1 | [7 empty] | AL-4 RACK-4
1729 |  | PRINTER CONNECTING CABLE | [10 empty] | 17 | [7 empty] | AL-4 RACK-2
1730 |  | SIGNAL ISOLATION TRANSMITTER | [10 empty] | 3 | [7 empty] | AL-4 RACK-5
1731 |  | SMPS (DELL) FOR SERVER | [10 empty] | 1 | [7 empty] | AL-4 RACK-1
1732 |  | SMPS FOR CPU | [10 empty] | 1 | [7 empty] | AL-4 RACK-1
1733 |  | VGA CABLE (FOR PC) | [10 empty] | 24 | [7 empty] | AL-4 RACK-2
1734 |  | VGA CABLE BOX | [10 empty] | 1 | [7 empty] | AL-4 RACK-4
1735 |  | VIBRATION SENSOR | [10 empty] | 1 | [7 empty] | AL-4 RACK-5
1736 |  | WALKIE TALKIE BASE STATION | [10 empty] | 1 | [7 empty] | AL-4 RACK-3
1737 |  | WALKIE TALKIE BASE STATION POWER CABLE CONNECTOR | [10 empty] | 2 | [7 empty] | AL-4 RACK-3
1738 |  | WALKIE TALKIE BASE STATION POWER SUPPLY | [10 empty] | 1 | [7 empty] | AL-4 RACK-3
1739 |  | WALKIE TALKIE HANDSET ANTENNA | [10 empty] | 5 | [7 empty] | AL-4 RACK-3
1740 |  | WALKIE TALKIE HANDSET CLIP | [10 empty] | 23 | [7 empty] | AL-4 RACK-3
1741 |  | WALKIE TALKIE SPEAKER | [10 empty] | 4 | [7 empty] | AL-4 RACK-3
1742 |  | WALKIE TALKIE SWITCH | [10 empty] | 12 | [7 empty] | AL-4 RACK-3
1743 |  | WALKIE TALKIE VOLUME KNOB | [10 empty] | 8 | [7 empty] | AL-4 RACK-3
1744 | 4209011701 | MODULE COMM,M:CI840,ABB | EA | CRITICAL | 1 | [6 empty] | 3 | 2 | 5 |  | 2 | 4 | ABB 800 XA DCS |  |  | AL-6 RACK-1/FEMN AL-2 RACK-1
1745 | 4108010322 | MODULE COMM,PN:CI853K01,M:RS232C,DUAL | [10 empty] | 2 | 2 | [6 empty] | AL-6 RACK-2/FEMN AL-2 RACK-1
1746 | 4108010338 | MODULE,M:DI801,DGTL I/P,24VDC,CH:16 | EA | CRITICAL | 2 | [7 empty] | 4 | 6 |  | 1 | 5 | ABB 800 XA DCS |  |  | AL-6 RACK-1
1747 | 4137010012 | INPUT,DIGITAL,DI803,8X1CH,220V AC | [10 empty] | 9 | 9 |  | 2 | 8 | ABB 800 XA DCS |  |  | AL-6 RACK-1
1748 | 4108010088 | MODULE,M:DI810,DGTL I/P,24VDC,CH:16 | EA | CRITICAL | 4 | [7 empty] | 12 | 16 |  | 4 | 7 | ABB 800 XA DCS |  |  | AL-6 RACK-1
1749 | 4108010979 | DI 821 8CH 230 VAC/DC, ABB | [10 empty] | 0 | 0 |  | 1 | 1 | ABB 800 XA DCS |  |  | AL-6 RACK-1
1750 | 3309010999 | DI 830 24VDC, ABB | [10 empty] | 1 | 1 |  | 1 | 1 | ABB 800 XA DCS |  |  | AL-6 RACK-1
1751 | 4108010085 | MODULE,PN:AI801,ANLG I/P | EA | DOM-S(E) | 2 | [7 empty] | 2 | 4 |  | 1 | 3 | ABB 800 XA DCS |  |  | AL-6 RACK-1
1752 | 4108010224 | AI 810 0(4)-- 20mA, 0-10V, ABB | [10 empty] | 3 | 3 |  | 2 | 4 | ABB 800 XA DCS |  |  | AL-6 RACK-1
1753 | 4108010086 | MODULE,ABB,M:AI830,RTD I/P | EA | CRITICAL | 2 | [6 empty] | 1 | 4 | 6 |  | 1 | 4 | ABB 800 XA DCS |  |  | AL-6 RACK-1/FEMN AL-2 RACK-1
1754 | 4209011700 | MODULE,PN:AI835,TC I/P,MNFR:ABB | EA | CRITICAL | 1 | [7 empty] | 2 | 3 |  | 1 | 2 | ABB 800 XA DCS |  |  | AL-6 RACK-1
1755 | 4108010069 | AO 801 8CH 0(4)- 20mA, ABB | [10 empty] | 2 | 2 |  | 1 | 2 | ABB 800 XA DCS |  |  | AL-6 RACK-1
1756 | 4499990396 | AO 810 8CH 0(4)- 20mA, ABB | [10 empty] | 9 | 9 |  | 1 | 2 | ABB 800 XA DCS |  |  | AL-6 RACK-1
1757 | 4108010506 | MODULE,AO820,ANLG O/P,-20 MA TO +20 MA | [10 empty] | 2 | 2 |  | 1 | 2 | ABB 800 XA DCS |  |  | AL-6 RACK-1
1758 | 4803010040 | BATTERY LITHIUM-3.6V, ABB | [10 empty] | 12 | 12 | [6 empty] | AL-6 RACK-4
1759 | 4601990011 | CABLE COMM,M:TK850,V007 | EA | REFURBISH | [7 empty] | 2 | 6 | 8 |  | 2 | 3 | ABB 800 XA DCS |  |  | AL-6 RACK-3 AL-6 RACK-5
1760 | 4601990264 | CABLE COMM,PN:PM 861,M:TK851V010,RCU | EA | CRITICAL | [7 empty] | 1 | 5 | 6 |  | 1 | 2 | PM861 INTERFACE CABLE |  |  | AL-6 RACK-3 AL-6 RACK-5
1761 | 4108010089 | MODULE,M:DO810,DGTL O/P,24VDC,CH:16 | EA | CRT-DOM(N) | 0 | [6 empty] | 1+1 | 3 | 5 |  | 3 | 5 | ABB 800 XA DCS |  |  | AL-6 RACK-1/FEMN AL-2 RACK-1
1762 | 4108010249 | DP 820 PULSE/FREQ, ABB | [10 empty] | 2 | 2 |  | 1 | 2 | ABB 800 XA DCS |  |  | AL-6 RACK-1
1763 | 4850010325 | DP 840 PULSE/FREQ, ABB | [10 empty] | 2 | 2 |  | 1 | 2 | ABB 800 XA DCS |  |  | AL-6 RACK-1
1764 |  | END CONNECTOR | [10 empty] | 9 | [7 empty] | AL-6 RACK-5
1765 | 4602010019 | FO PATCH CORD SC-ST MM | [10 empty] | 15 | 15 | [6 empty] | AL-6 RACK-4
1766 |  | HMI, SIEMENS PNEUMATIC DUST CONVEYING | [10 empty] | 1 | [7 empty] | AL-6 RACK-4
1767 | 4201010009 | MODULE COMM PN-TK801 V.006, ABB | [10 empty] | 2 | 2 | [6 empty] | AL-6 RACK-3
1768 | 4119990120 | CONTROLLER,M:PM861A,AC,800 M | [10 empty] | 2 | 2 | [6 empty] | AL-6 RACK-3
1769 |  | SB821 CABLE, ABB | [10 empty] | 6 | [7 empty] | AL-6 RACK-2
1770 | 4210010025 | SB821, ABB | [10 empty] | 3 | 3 | [6 empty] | AL-6 RACK-2
1771 | 4803010019 | BATTERY DRY CELL,LITHIUM SB822 | [10 empty] | 3 | 3 | [6 empty] | AL-6 RACK-2/FEMN AL-2 RACK-1
1772 |  | SC-PC-SX FO ADAPTER | [10 empty] | 7 | [7 empty] | AL-6 RACK-4
1773 | 4210010277 | BUSBAR,ABB,M:TB806,3BSE008536R1,INLET | [10 empty] | 9 | 9 | [6 empty] | AL-6 RACK-3
1774 | 1001380000 | MODEM,PN:TB 820V2,ABB,CLUSTER | [10 empty] | 5 | 5 | [6 empty] | AL-6 RACK-3/FEMN AL-2 RACK-1
1775 | 6217250427 | TB-805 CABLE ADAPTER, ABB | [10 empty] | 3 | 3 | [6 empty] | AL-6 RACK-3
1776 | 4601990012 | CABLE COMM,M:TK801,V012 | EA | CRITICAL | [7 empty] | 1 | 2 | 3 |  | 1 | 5 | ABB 800xa DCS communication interface cable |  |  | AL-6 RACK-4
1777 |  | TK 811 V15 POT CABLE 1.5 (NEW) | [10 empty] | 4 | [7 empty] | AL-6 RACK-4
1778 |  | TK 811 V15 POT CABLE 1.5 (REFURBISH) | [10 empty] | 5 | [7 empty] | AL-6 RACK-4
1779 | 4601990010 | TK 811 V50, 5M | [10 empty] | 2 | 2 | [6 empty] | AL-6 RACK-4
1780 | 4304050031 | MODULE,M:TU810/3BSE008524R1,TB UNIT | EA | DOM-S(E) | 4 | [6 empty] | 4 | 9 | 17 | [6 empty] | AL-6 RACK-2/FEMN AL-2 RACK-1
1781 | 4499990027 | TU 811 V1, ABB | [10 empty] | 0 | 0 | [6 empty] | AL-6 RACK-2
1782 | 4203010010 | CARD ELEC,PN:TU838,DGTL I/P(DI),810,BASE | EA | CRITICAL | [7 empty] | 16 | 15 | 31 |  | 2 | 6 | ABB 800XA DCS |  |  | AL-6 RACK-2/FEMN AL-2 RACK-1
1783 | 4399990224 | BASE,ABB,F/MODULE,CI 840,TU 847 | EA | CRITICAL | 2 | [6 empty] | 2 | 5 | 7 |  | 1 | 3 | ABB 800XA DCS |  |  | AL-6 RACK-2/FEMN AL-2 RACK-1
1784 | 4602010009 | CORD COMM,3 M,SC-SC,62.5/125M | [10 empty] | 19 | 19 | [6 empty] | AL-6 RACK-4
1785 |  | PIG TAIL ADAPTOR | [10 empty] | 15 | [7 empty] | AL-6 RACK-5
1786 | 5490993535 | DP INDICATOR SWITCH (0-1.6 BAR) Make:VOITH | [10 empty] | 1 | 1 | [6 empty] | AL-7 RACK-1
1787 |  | PRESSURE GAUGE (0-10 BAR) CONNECTION-3/8 INCH BSP | [10 empty] | 5 | [7 empty] | AL-7 RACK-4
1788 | 4103020103 | PRESSURE GAUGE 0-1 BAR Make:VOITH | [10 empty] | 1 | 1 | [6 empty] | AL-7 RACK-2
1789 | 4103020031 | PRESSURE GAUGE SMALL DIAL SIZE(0-10 KG/CM2) | [10 empty] | 1 | 1 |  | 2 | 5 |  |  |  | AL-7 RACK-4
1790 |  | PRESSURE GAUGE SMALL DIAL SIZE(0-150 KG/CM2) | [10 empty] | 4 | [7 empty] | AL-7 RACK-4
1791 |  | PRESSURE GAUGE SMALL DIAL SIZE(0-2.5 KG/CM2) | [10 empty] | 1 | [7 empty] | AL-7 RACK-4
1792 |  | PRESSURE GAUGE, DIAL (-1.0 TO -1.5 BAR) | [10 empty] | 1 | [7 empty] | AL-7 RACK-4
1793 |  | PRESSURE GAUGE, DIAL (0-140 PSI) | [10 empty] | 1 | [7 empty] | AL-7 RACK-4
1794 | 6504010037 | PRESSURE GAUGGE 0-250 KG/CM2 | [10 empty] | 2 | 2 |  | 2 | 5 |  |  |  | AL-7 RACK-2
1795 |  | PRESSURE SWITCH (0.2-1.6 BAR) MAKE-SWITZER | [10 empty] | 2 |  |  | 2 | 5 |  |  |  | AL-7 RACK-3
1796 |  | PRESSURE SWITCH (0.7-7 BAR) MAKE-SWITZER | [10 empty] | 1 |  |  | 2 | 5 |  |  |  | AL-7 RACK-3
1797 |  | PRESSURE SWITCH (1-10 BAR) MAKE-SWITZER | [10 empty] | 2 |  |  | 2 | 5 |  |  |  | AL-7 RACK-3
1798 | 4160010043 | RTD,PN:306.6034207301,M:PT100 | EA | DOM-S(E) | 1 | [7 empty] | 1 | 2 | [6 empty] | AL-7 RACK-1
1799 | 4113010099 | TEMPERATURE GAUGE 0-120 DEG C (VOITH FOR ID FAN) | [10 empty] | 1 | 1 | [6 empty] | AL-7 RACK-1
1800 | 6504030006 | TEMPERATURE GAUGE 0-150 DEG C | [10 empty] | 2 | 2 | [6 empty] | AL-7 RACK-2
1801 |  | TEMPERATURE, DIAL WITH SENSOR (0-150 DEG C) | [10 empty] | 1 | [7 empty] | AL-7 RACK-1
1802 |  | THERMOMETER, DIAL (0-100 DEG C) | [10 empty] | 2 | [7 empty] | AL-7 RACK-4
1803 | 4113010098 | THERMOMETER,PN:6034201880,TIP | EA | DOM-S(E) | 1 | [7 empty] | 4 | 5 | [6 empty] | AL-7 RACK-3
1804 | 4123010012 | RTD,PN:8400150100,THERMOWELL RTD,TIP | EA | DOM-S(E) | 1 | [7 empty] | 2 | 3 | [6 empty] | AL-7 RACK-1
1805 |  | DIODE | [10 empty] | 1 | [7 empty] | AL-7 RACK-5
1806 |  | DIODE SUPPRESSOR | [10 empty] | 1 | [7 empty] | AL-7 RACK-5
1807 |  | HEAT SINK | [10 empty] | 1 | [7 empty] | AL-7 RACK-5
1808 |  | LED(RED&GREEN) | [10 empty] | 1 | [7 empty] | AL-7 RACK-5
1809 |  | POWER IC | [10 empty] | 1 | [7 empty] | AL-7 RACK-5
1810 |  | RESISTOR WIRE WOUND | [10 empty] | 2 | [7 empty] | AL-7 RACK-5
1811 |  | RESISTOR SNUBBER CIRCUIT | [10 empty] | 1 | [7 empty] | AL-7 RACK-5
1812 |  | TRANSFORMER-100VA-415-65V | [10 empty] | 2 | [7 empty] | AL-7 RACK-5
1813 |  | TRANSFORMER-220VAC-220VAC | [10 empty] | 2 | [7 empty] | AL-7 RACK-5
1814 |  | TRANSFORMER-240VAC-110VAC | [10 empty] | 2 | [7 empty] | AL-7 RACK-5
1815 |  | THYRISTOR | [10 empty] | 1 | [7 empty] | AL-7 RACK-5
1816 |  | SCOOP TORQUE LIMIT SWITCH | [10 empty] | 1 | [7 empty] | AL-7 RACK-1
1817 |  | CABLE 1 SQMM BLUE | [10 empty] | 50 M | [7 empty] | AL-8(DEDUSTING)
1818 |  | PRESSURE GAUGE- 0-6 BAR | [10 empty] | 1 | [7 empty] | AL-8(DEDUSTING)
1819 |  | PRESSURE GAUGE- 0-10 BAR | [10 empty] | 1 | [7 empty] | AL-8(DEDUSTING)
1820 |  | PRESSURE GAUGE- 0-21 BAR | [10 empty] | 2 | [7 empty] | AL-8(DEDUSTING)
1821 |  | PRESSURE GAUGE- (-1) TO (-0.6) BAR | [10 empty] | 2 | [7 empty] | AL-8(DEDUSTING)
1822 |  | PRESSURE GAUGE- 0-4 BAR | [10 empty] | 1 | [7 empty] | AL-8(DEDUSTING)
1823 |  | PRESSURE GAUGE- 0-16 BAR | [10 empty] | 1 | [7 empty] | AL-8(DEDUSTING)
1824 | 1001080032 | 6 TB HARD DRIVE DISK | [10 empty] | 1 | 1 | [6 empty] | ROOM No-14A SELF-2 RACK-H
1825 | 4136010189 | 32 CH NVR | [10 empty] | 3 | 3 | [6 empty] | ROOM No-14A SELF-2 RACK-H / FEMN AL-1 RACK-1
1826 | 1001080053 | DOME CAMERA | [10 empty] | 4 | 4
1827 | 1001080023 | HIKVISION BULLET CAMERA (refurbish) | [10 empty] | 2 | 2 | [6 empty] | ROOM No-14A SELF-2 RACK-G
1828 | 4701110001 | WI-FI ROUTER | [10 empty] | 3 PAIR | 0 | [6 empty] | ROOM No-14A SELF-2 RACK-G
1829 | 4701080029 | ETHERNET SWITCH | [10 empty] | 1 | 1 | [6 empty] | ROOM No-14A SELF-2 RACK-F
1830 | 1002990027 | FIBER,LIU12 SC PORT | [10 empty] | 2 | 2 | [6 empty] | ROOM No-14A SELF-2 RACK-F/AUTOMATION LAB(SELF)
1831 | 4119990195 | CONTROLLER;PN:ST 2061;SEQUENCE,230VAC | EA | DOM-S(E) | 2 | [7 empty] | 1 | 3 | [6 empty] | ROOM No-14A SELF-1 RACK-B
1832 | 4107010428 | ABB DP TRANSMITTER | [10 empty] | 1 | 1 | [6 empty] | ROOM No-14A SELF-2 RACK-I
1833 |  | PRESSURE SWITCH 5-250 mBAR | [10 empty] | 2 | [7 empty] | ROOM No-14A SELF-2 RACK-I
1834 |  | PRESSURE SWITCH 25-250MMWC | [10 empty] | 2 | [7 empty] | ROOM No-14A SELF-2 RACK-I
1835 | 4108010591 | 6 PORT LIU FOR CAMERA | [10 empty] | 3 | 3 | [6 empty] | ROOM No-14A SELF-2 RACK-I
1836 |  | PATCH CORD SC-SC | [10 empty] | 10 | 10 | [6 empty] | ROOM No-14A SELF-2 RACK-F
1837 | 1001040039 | ADAPTOR FOR CAMERA | [10 empty] | 12 | 12 | [6 empty] | ROOM No-14A SELF-2 RACK-H
1838 |  | LEVLE SWITCH ROTARY, SHRIDHAN | [10 empty] | 2 | [7 empty] | ROOM No-14A
1839 |  | PRESSURE SWITCH GH-903-2-B033-33-A , SWITZER | [10 empty] | 2 | [7 empty] | ROOM No-14A
1840 | 4401050041 | LEVEL SWITCH PADDLE TYPE 2000S | [10 empty] | 1 | 1 | [6 empty] | ROOM No-14A
1841 |  | SEQUENTIAL TIMER 10CH FOR BRIQ. PLANT | [10 empty] | 1 | [7 empty] | ROOM No-14A SELF-4 RACK-P
1842 |  | AHUJA PA MUSIC HORN 40W/100V | [10 empty] | 3 | [7 empty] | DEDUSTING ROOM
1843 | 4410010192 | BELT SWAY SWITCH | [10 empty] | 52 | 52 | [6 empty] | DEDUSTING ROOM
1844 |  | CABLE FOR MICOM | [10 empty] | 305 METER | [7 empty] | DEDUSTING ROOM
1845 | 4601990373 | CAT-6 CABLE | [10 empty] | 208 METER | 0 | [6 empty] | DEDUSTING ROOM
1846 | 4601990263 | FO CABLE | [10 empty] | 89 MTR | 0 | [6 empty] | DEDUSTING ROOM
1847 |  | HUB SWITCH BOX | [10 empty] | 4 | [7 empty] | DEDUSTING ROOM
1848 |  | MAGNETIC FLOW METER | [10 empty] | 1 | [7 empty] | DEDUSTING ROOM
1849 | 4113010047 | MI THERMOCOUPLE 18M | [10 empty] | 18 | 18 | [6 empty] | DEDUSTING ROOM
1850 |  | SOV VALVE 51432-16-4G-M6-230VAC(EP VALVE) | [10 empty] | 3 | [7 empty] | DEDUSTING ROOM
1851 |  | SOV VALVE 30310-3.5 2G | [10 empty] | 2 | [7 empty] | DEDUSTING ROOM
1852 |  | WEATHER PROOF RACK FOR CCTV SYSTEM | [10 empty] | 2 | [7 empty] | DEDUSTING ROOM
1853 | 4410010196 | CONDUIT PIPE (4410010196) | [10 empty] | 110 MTR | 0 | [6 empty] | DEDUSTING ROOM
1854 |  | MI THERMOCOUPLE | [10 empty] | 13 | [7 empty] | DEDUSTING ROOM
1855 | 4412010020 | JB 600 x 600 mm | [10 empty] | 2 | 2 | [6 empty] | DEDUSTING ROOM
1856 | 4412010006 | JB 600 x 400 mm | [10 empty] | 2 | 2 | [6 empty] | DEDUSTING ROOM
1857 | 4412010018 | JB 400 x 300 x 180 mm | [10 empty] | 15 | 15 | [6 empty] | DEDUSTING ROOM
1858 | 4412010102 | JB 500 X 300 x 200 mm | [10 empty] | 3 | 3 | [6 empty] | DEDUSTING ROOM
1859 | 4408990190 | JB 300 X 200 x 150 mm | [10 empty] | 6 | 6 | [6 empty] | DEDUSTING ROOM
1860 |  | RTD WITH THERMOWELL,SIMPLEX IL-400/550 MM | [10 empty] | 3 | [7 empty] | DEDUSTING ROOM
1861 | 4123010015 | THERMOWELL | [10 empty] | 5 | 5 | [6 empty] | DEDUSTING ROOM
1862 |  | RTD, DUPLEX | [10 empty] | 2 | [7 empty] | DEDUSTING ROOM
1863 |  | RTD, DUPLEX IL-250 MM | [10 empty] | 6 | [7 empty] | DEDUSTING ROOM
1864 | 4104010083 | RTD WITH THERMOWELL, DUPLEX IL-293 | [10 empty] | 3 | 3 | [6 empty] | DEDUSTING ROOM
1865 |  | THERMOCOUPLE TYPE:K, IL- 340MM | [10 empty] | 2 | [7 empty] | DEDUSTING ROOM
1866 | 4113010036 | THERMOCOUPLE TYPE:K, IL-730 MM | [10 empty] | 24 | 24 | [6 empty] | DEDUSTING ROOM
1867 | 4113010026 | THERMOCOUPLE TYPE:K, IL- 610 MM | [10 empty] | 12 | 12 | [6 empty] | DEDUSTING ROOM
1868 | 4113010133 | THERMOCOUPLE TYPE:K, IL- 640MM | [10 empty] | 2 | 2 | [6 empty] | DEDUSTING ROOM
1869 |  | THERMOCOUPLE TYPE:K, IL- 1000 MM | [10 empty] | 1 | [7 empty] | DEDUSTING ROOM
1870 | 4901050020 | FLASHER BELT RUN WITH SPEAKER | [10 empty] | 2 | 2 | [6 empty] | DEDUSTING ROOM
1871 | 4101070269 | SWITCH FLOW;PN:14202260;INDCATR,0-100L | EA | CRITICAL | 7 | [6 empty] | 15 | 13 | 28 |  | 5 | 23 |  |  |  | AUTOMATION LAB(SELF)ALM-1 RACK-(5)
1872 | 4402990034 | SCREW FUSE TB 230VAC 2.5MM | [10 empty] | 338 | 338 | [6 empty] | AUTOMATION LAB(SELF)
1873 | 4402020016 | SCREW NON FUSE TB 2.5MM | [10 empty] | 154 | 154 | [6 empty] | AUTOMATION LAB(SELF)
1874 | 7499990287 | GROUND TB 4.0 | [10 empty] | 92 | 92 | [6 empty] | AUTOMATION LAB(SELF)
1875 | 4402020032 | LOOSE TB PUSH | [10 empty] | 28 | 28 | [6 empty] | AUTOMATION LAB(SELF)
1876 |  | CLMCX NONFUSE TB 750V CST2.5 | [10 empty] | 29 | [7 empty] | AUTOMATION LAB(SELF)
1877 |  | CLMCX FUSE TB 500V | [10 empty] | 8 | [7 empty] | AUTOMATION LAB(SELF)
1878 | 4602010047 | CORD COMM,3 M,PATCH,OFC SC-LC,MM | EA | DOM-S(E) | [7 empty] | 2+2 | 2 | 2 | [6 empty] | AL-1 RACK-4
1879 | 2030033978 | MODULE M DVP | [10 empty] | 2 | 2 | [6 empty] | AUTOMATION LAB(SELF)
1880 | 2130198231 | DISPLAY | [10 empty] | 1 | 1 | [6 empty] | AUTOMATION LAB(SELF)
1881 | 2230110128 | COMPRESSOR DRAIN VALVE | [10 empty] | 1 | 1 | [6 empty] | AUTOMATION LAB(SELF)
1882 | 4860096096 | WALKY TALKY ACCESORIES | [10 empty] | 2 | 2 | [6 empty] | AUTOMATION LAB(SELF)
1883 | 6201320005 | BALL VALVE 25MM | [10 empty] | 4 | 4 | [6 empty] | CUPBOARD -1B RACK-1
1884 |  | BASE RELAY SINGLE CONTACT 5 PIN | [10 empty] | 4 | 4 | [6 empty] | FEMN AL-1 RACK-2
1885 |  | COIL 230 V AC (PURGING) | [10 empty] | 14 | 14 | [6 empty] | FEMN AL-1 RACK-4
1886 | 4802010190 | COIL 24 V DC (PURGING) | [10 empty] | 6 | 6 | [6 empty] | FEMN AL-1 RACK-4
1887 |  | COIL 110V AC CHARGING GATE | [10 empty] | 12 | 12 | [6 empty] | FEMN AL-1 RACK-4
1888 |  | CONNECTOR (SICK FLOW SWITCH) | [10 empty] | 1BOX | [7 empty] | FEMN AL-1 RACK-5
1889 |  | CONNECTOR RJ45 LADDEL WS REMOTE DISPLAY CONNECTOR | [10 empty] | 1BOX | [7 empty] | FEMN AL-1 RACK-1
1890 |  | DIODE ORING UNIT | [10 empty] | 3 | [7 empty] | FEMN AL-1 RACK-1
1891 |  | LEVEL MONITORING RELAY | [10 empty] | 5 | [7 empty] | FEMN AL-1 RACK-4
1892 |  | MASIBUS UT-94 (UNIVERSIAL TEMPERATURE TRANSDUCER) | [10 empty] | 1 | [7 empty] | FEMN AL-1 RACK-1
1893 |  | MEDIA CONVERTER SI- TECH | [10 empty] | 5 | [7 empty] | FEMN AL-1 RACK-1
1894 |  | MIDIA CONVERTER HIRSCHMANN | [10 empty] | 6 | [7 empty] | FEMN AL-1 RACK-1
1895 |  | MEDIACONVERTER ALLIED TELESIS FOR ETHERNET TO FIBER OPTICS | [10 empty] | 1 | [7 empty] | FEMN AL-1 RACK-1
1896 |  | MIDIA CONVETER RS232/RS485 (MODBUS) | [10 empty] | 3 | [7 empty] | FEMN AL-1 RACK-1
1897 | 4850010013 | MIDIA CONVERTER FOR CAMERA | [10 empty] | 2 | 2 | [6 empty] | FEMN AL-1 RACK-1
1898 | 1001400001 | MOUSE M006 | [10 empty] | 1 | 1 | [6 empty] | FEMN AL-1 RACK-1
1899 |  | PROFIBUS CONNECTOR | [10 empty] | 11 | [7 empty] | FEMN AL-1 RACK-1
1900 |  | PATCH CHORD SC TO SC AND ST TO SC | [10 empty] | 9 | [7 empty] | FEMN AL-1 RACK-1
1901 |  | PROXIMITY 24 V DC 2-WIRE (30MM) | [10 empty] | 1 | [7 empty] | FEMN AL-1 RACK-2
1902 | 4150040008 | SWITCH PRXMY;INDUCTIVE, 110 VAC, B18 MM | EA | DOM-S(E) | 5 | [7 empty] | 20 | 25 | [6 empty] | FEMN AL-1 RACK-2
1903 |  | PROXIMITY 110 V AC 18MM HEAT RESISTIVE CABLE | [10 empty] | 32 | [7 empty] | FEMN AL-1 RACK-2
1904 |  | PROXIMITY PEPPERL+FUCHS(JIGG-5) | [10 empty] | 2 | [7 empty] | FEMN AL-1 RACK-2
1905 |  | PRESSURE TRANSMITTER 0 TO 250 BAR HYDAC | [10 empty] | 2 | [7 empty] | FEMN AL-1 RACK-3
1906 |  | PRESSURE TRANSMITTER 0 TO 250 BAR WIKA | [10 empty] | 1 | [7 empty] | FEMN AL-1 RACK-3
1907 |  | PRESSURE TRANSMITTER 0 TO 60 BAR HYDAC | [10 empty] | 1 | [7 empty] | FEMN AL-1 RACK-3
1908 |  | RTD PT 100 DUAL CHANEL (DIST PIPE) | [10 empty] | 3 | [7 empty] | FEMN AL-1 RACK-3
1909 |  | RTD PT 100 100MM WITH CABLE (ID FAN) | [10 empty] | 2 | [7 empty] | FEMN AL-1 RACK-3
1910 |  | RELAY 110 V AC | [10 empty] | 13 | [7 empty] | FEMN AL-1 RACK-3
1911 |  | RELAY 24VDC (RIB) | [10 empty] | 1BOX | [7 empty] | FEMN AL-1 RACK-3
1912 |  | RELAY 24 V DC SINGLE CONCACT 5 PIN | [10 empty] | 65 | [7 empty] | FEMN AL-1 RACK-2
1913 |  | SOV WITH COIL 24 V DC | [10 empty] | 1 | [7 empty] | FEMN AL-1 RACK-4
1914 |  | THERMOCOUPLE MI (BOTTOM TEMPERATURE) | [10 empty] | 3 | [7 empty] | FEMN AL-1 RACK-3
1915 | 4840010094 | WALKY CHARGER WITH BASE | [10 empty] | 3 | 3 | [6 empty] | FEMN AL-1 RACK-1
1916 | 4210010975 | INTERFACE;PN:CI854BK01;PROFIBUS-DP/V1 | [10 empty] | 2 | 2 | [6 empty] | FEMN AL-2 RACK-1
1917 | 4601990379 | CABLE POWER (CPU) | [10 empty] | 3 | 3 | [6 empty] | FEMN AL-2 RACK-4
1918 |  | CONNECTOR SB-822 BATTERY | [10 empty] | 1 | [7 empty] | FEMN AL-2 RACK-1
1919 | 1002990417 | CABLE COMM,HDMI,25 FT | [10 empty] | 5 | 5 | [6 empty] | FEMN AL-2 RACK-4
1920 | 4107010401 | CONTROL-DISPLAY UNIT;PN:VEGADIS 82;RADAR | [10 empty] | 1 | 1 | [6 empty] | FEMN AL-2 RACK-2
1921 |  | RIB CARD (16CH) 110VAC (DCS) | [10 empty] | 4 | [7 empty] | FEMN AL-2 RACK-2
1922 |  | RIB CARD24VDC 16 CHANEL(DISTRIBUTOR FLOW SWITCH) | [10 empty] | 2 | [7 empty] | FEMN AL-2 RACK-2
1923 |  | TP854 | [10 empty] | 1 | [7 empty] | FEMN AL-2 RACK-1
1924 |  | X4 MAXXIS4 (W.H CONTROLLER) | [10 empty] | 1 | [7 empty] | FEMN AL-2 RACK-2
1925 |  | SPEED SWITCH CONTROLLER | [10 empty] | 2 | [7 empty] | FEMN AL-2 RACK-2
1926 |  | PROPORTIONATE VALVE CONNECTOR | [10 empty] | 4 | [7 empty] | FEMN AL-3 RACK-1
1927 | 4204010140 | SMPS 5A OLD GOOD CONDITION | [10 empty] | 2 | 2 | [6 empty] | FEMN AL-3 RACK-2
1928 | 4204010143 | SMPS 40A OLD GOOD CONDITION | [10 empty] | 2 | 2 | [6 empty] | FEMN AL-3 RACK-2
1929 | 4601990319 | CAT-6 ETHERNET CABLE | [10 empty] | 181M | 0 | [6 empty] | FEMN AL-4 RACK-3
1930 | 4601990328 | CABLE COMM,PROFIBUS DP | [10 empty] | 106M | 0 | [6 empty] | FEMN AL-4 RACK-3
1931 | 4601990927 | CABLE INSTRMNT;COMPENSATING,S,1MM2,2C | [10 empty] | 250M | 0 | [6 empty] | FEMN AL-4 RACK-3
1932 | 4601040160 | CABLE COMM;MODBUS,1 TWISTED PAIR,0.75 MM | [10 empty] | 100 | 100 | [6 empty] | FEMN AL-4 RACK-3
1933 |  | SEQUENCE TIMER (PURGING) | [10 empty] | 1 | [7 empty] | FEMN AL-4 RACK-2
1934 |  | LEVEL SENSOR DM WATER TANK | [10 empty] | 2 | [7 empty] | FEMN OFFICE
1935 | 4803990008 | BATTERY UPS | [10 empty] | 4 | 4 | [6 empty] | FEMN OFFICE
1936 | 4701110058 | ADAPTOR COMM;PN:0182820038;FIBRE | EA | DOM-S(E) | [7 empty] | 9 |  | 9 | [6 empty] | ALM-1 RACK-4
1937 | 4803010010 | BATTERY DRY CELL,M:1747-BA,14X26MM,LI | EA | DOM-S(E) | [7 empty] | 4 |  | 4 | [6 empty] | ALM-1 RACK-2
1938 | 4601040002 | CABLE ASSY,PN:TK811V015,ABB | EA | REFURBISH | [7 empty] | 1 |  | 1 |  | 2 | 4 |  |  |  | ALM-1 RACK-4
1939 | 4203010087 | CARD ELEC,M:JIK 002,INTRFC | EA | CRITICAL | [7 empty] | 1 |  | 1 |  | 1 | 1 | BWF Jigg-2
1940 | 4203010127 | CARD ELEC,M:JPLC001,PROGRAMMABLE LOGIC | EA | CRITICAL | [7 empty] | 1 |  | 1 |  | 1 | 1 | BWF Jigg-2
1941 | 1201450014 | CASSETTE;PN:MKRS100B,T:MK2600 PRINTER | EA | [8 empty] | 6 |  | 6
1942 | 4802010122 | COIL ELEC,PN:48100C2,M:EZ01C2,SLND | EA | CRITICAL | [7 empty] | 9 |  | 9 |  | 1 | 8 | Batac Jigg pulsation chamber SOV coil
1943 | 4101010107 | CONNECTOR,R:W000190190AB,F868 TO F866 | EA | CRITICAL | [7 empty] | 2 |  | 2 |  | 1 | 2 | TRANSWEIGH BWF
1944 | 4101010106 | CONNECTOR,R:W000190910BA,F868 TO TUC | EA | CRITICAL | [7 empty] | 2 |  | 2 |  | 1 | 2 | TRANSWEIGH BWF
1945 | 4143010037 | CONTROL,E:SA07.1,UNIT,MWG,F/ACTTR | EA | CRITICAL | [7 empty] | 1 |  | 1 |  | 1 | 1 | AUMA ACTUATOR
1946 | 4119990147 | CONTROLLER ELCTRNC,R:IPANG16DN,PLC | EA | REFURBISH | [7 empty] | 1 |  | 1 |  | 1 | 1 | IPA BWF CONTROLLER
1947 | 4701110059 | CORD COMM;PN:0180610123;SC PIGTAIL SM,9 | EA | DOM-S(E) | [7 empty] | 5 |  | 5 | [6 empty] | AL-1 RACK-4
1948 | 4141010057 | DISPLAY,PN:531221698344,BOARD,F/5510 | EA | CRITICAL | [7 empty] | 1 |  | 1 |  | 1 | 2 | WEIGH HOPPER
1949 | 4143010034 | HANDWHEEL,E:SA07.1,F/ACTTR | EA | CRITICAL | [7 empty] | 1 |  | 1
1950 | 4143010035 | LEVER,E:SA07.1,CHANGE OVER,F/ACTTR | EA | CRITICAL | [7 empty] | 1 |  | 1 |  | 1 | 1 | AUMA ACTUATOR
1951 | 4108011043 | MODULE COMM;PN:AB7808;(1) CHANNEL,MODBUS | EA | CRITICAL | [7 empty] | 1 |  | 1 |  | 1 | 1 | ZR315COMPRESSOR COMMUNICATIO SPARES |  |  | AM-1 RACK#3
1952 | 4108010311 | MODULE,AIO CARD F868 | EA | CRITICAL | [7 empty] | 1 |  | 1 |  | 1 | 1 | BWF
1953 | 4108010312 | MODULE,DIO CARD,F866 | EA | CRITICAL | [7 empty] | 1 |  | 1 |  | 1 | 1 | BWF
1954 | 4101010029 | MODULE,M:VEG 20600 VBW,INTECONT,PLUS | EA | CRITICAL | [7 empty] | 1 |  | 1 |  | 1 | 1 | BELT WEIGHER
1955 | 4108010774 | MODULE,M:VEG20650,VWF20650,INTECONT | EA | CRITICAL | [7 empty] | 1 |  | 1 |  | 1 | 1 | JIGGING BWF
1956 | 4141010059 | PANEL,PN:531244828036,E:5510,FRONT | EA | CRITICAL | [7 empty] | 1 |  | 1 |  | 1 | 1 | WEIGH HOPPER
1957 | 4141010062 | PCB,E:Z013.718C/01-05 02.08.R73922,LOGIC | EA | CRITICAL | [7 empty] | 1 |  | 1 |  | 1 | 1 | AUMA ACTUATOR
1958 | 4141010061 | PCB,INTERFACE,Z009.636A/02-06 02.08.G0 | EA | CRITICAL | [7 empty] | 1 |  | 1 |  | 1 | 1 | AUMA ACTUATOR
1959 | 4141010063 | PCB,PN:Z014.811,LOCAL CNTRL | EA | CRITICAL | [7 empty] | 1 |  | 1 |  | 1 | 1 | AUMA ACTUATOR
1960 | 4121010054 | POWER SUPPLY,PN:Z014.235C | EA | CRITICAL | [7 empty] | 1 |  | 1 |  | 1 | 1 | AUMA ACTUATOR
1961 | 4204120015 | POWER SUPPLY,REDUNDANT,120/240VAC | EA | CRITICAL | [7 empty] | 1 |  | 1 |  | 1 | 1
1962 | 4143010036 | ROD,E:SA07.1,PULL,F/ACTTR | EA | CRITICAL | [7 empty] | 1 |  | 1 |  | 1 | 1 | AUMA ACTUATOR
1963 | 4102010144 | SWITCH LVL,ES,HORIZONTAL PLASTIC FLOAT | EA | CRITICAL | [7 empty] | 2 |  | 2 |  | 2 | 4 | JIGG CONE CRUSHER
1964 | 4401010134 | SWITCH PRESS,R:GH9032C332,0.7 TO 7 BAR | EA | DOM-S(E) | [7 empty] | 4 |  | 4 | [6 empty] | ALM-1 RACK#4
1965 | 4102010223 | SWITCH PRESS;PN:GH 903-2-A-3;0.2-1.6BAR | EA | DOM-S(E) | [7 empty] | 4 |  | 4 | [6 empty] | ALM-1 RACK#4
1966 | 4210010151 | TERMINAL,M:1794-TB3G,BSE,SCREW,3WIRE | EA | CRITICAL | [7 empty] | 3 |  | 3 |  | 2 | 5 | BWF#3,4&7 OF BRIQ#1
1967 | 4199990678 | TIE ROD END,F/BELT WEIGH FEEDER | EA | CRITICAL | [7 empty] | 2 |  | 2
1968 | 4104010238 | TRANSDUCER,PN:1089 0575 65,ATLAS COPCO | EA | CRITICAL | [7 empty] | 1 |  | 1 |  | 1 | 2 | COMPRESSOR
1969 | 4110010010 | TRANSDUCER,PN:1089057564,PRSSR | EA | CRITICAL | [7 empty] | 1 |  | 1 |  | 1 | 2 | COMPRESSOR
1970 | 4107010238 | TRANSMITTER LVL,GUIDE MAG FLOAT | EA | CRITICAL | [7 empty] | 2 |  | 2 |  | 1 | 3 | HYDRAULICS
1971 | 4107010402 | TRANSMITTER LVL;PN:VEGA PULS C 21;0-5M | EA | DOM-S(E) | [7 empty] | 1 |  | 1 |  | 1 | 1
1972 | 4107010027 | TRANSMITTER PRESS,M:BR64,HYDROSTATIC | EA | CRITICAL | [7 empty] | 1 |  | 1 |  | 1 | 2 | Molasses tank level transmitter
1973 | 4605010010 | TRAY,25MM,50MM,3MM,GI,PERFORATED | M | DOM-S(E) | [7 empty] | 0 |  | 0
1974 | 4112020095 | VALVE SOLENOID;M:SVSN-300-4E1;1/4IN,2 | EA | CRITICAL | [7 empty] | 5 |  | 5 |  | 1 | 1 | ETP
1975 | 4609990015 | CABLE FO,FIBRE OPTIC,ARMRDMM 6CORE | M | CRITICAL | 650 | [8 empty] | 650 |  | 550 | 800 | ABB 800XA DCS
1976 | 4104010524 | CABLE;PN:1614812601,T:ZR315VSD | EA | 902879 | 1 | [8 empty] | 1 |  | 1 | 2 | FOR ZR315 COMPRESSOR
1977 | 3102021072 | CABLE;PN:1614879100,T:ZR315VSD CMPRSSR | EA | 824380 | 3 | [7 empty] | 2 | 5 |  | 1 | 3 | FOR ZR315 COMPRESSOR
1978 | 4210010209 | CARD ELEC,DELL,BACKPLANE,12PJJ | EA | CRITICAL | 2 | [8 empty] | 2 |  | 1 | 2 | DELL T430 SERVER
1979 | 4203010422 | CARD ELEC,M:81T090020200,ANLG | EA | CRITICAL | 1 | [8 empty] | 1 |  | 1 | 1 | FOR GDCLIW
1980 | 4160010007 | COIL ELEC,M:G25 CE,SLND,24 V,DC,3 W | EA | DOM-S(E) | 10 | [7 empty] | 18 | 28 |  | 5 | 30 | BRQ,PLANT-1 DE SYSTEM
1981 | 4108010707 | CONTROLLER ELCTRNC,M:TUC6,BELT WEIGHER | EA | CRITICAL | 1 | [8 empty] | 1 |  | 1 | 1 | BRQ.PLANT-1 BELT WEIGHER
1982 | 4119990019 | CONTROLLER ELCTRNC;M:TUC6,R:50.686 | EA | CRITICAL | 1 | [8 empty] | 1 |  | 1 | 1 | Briquetting Plant BWF#3,4&7
1983 | 4833010069 | CONTROLLER;PN:UMX201-2843-1-2-0-1-1 | EA | DOM-S(E) | 3 | [8 empty] | 3 |  | 1 | 1 | Briquetting Plant BC#12
1984 | 4116010144 | DETECTOR GAS;PN:SPXCDALMCX;CARBON MNXDE | EA | DOM-S(E) | 1 | [8 empty] | 1 |  | 1 | 2 | DRYER
1985 | 4209016486 | DISPLAY,HMI,DOP-BO3S211 | EA | CRITICAL | 1 | [8 empty] | 1 |  | 1 | 1 | IPA BWF
1986 | 4860992360 | DISPLAY;PN:RD245A9;RMTE,375X158MM | EA | DOM-S(E) | 1 | [8 empty] | 1 |  | 1 | 2 | PLATFORM WEIGHING
1987 | 4101070213 | METER FLOW,PN:AXF040G | EA | CRITICAL | 1 | [8 empty] | 1 |  | 1 | 2 | FOR TRANSFORMER FLOW MONITORING
1988 | 4101070356 | METER FLOW;PN:FEP321150A1S2A1B1A1A | EA | DOM-S(E) | 1 | [8 empty] | 1
1989 | 4101070144 | METER;M:RAMC05-D4SS72V5J90424/A13/B1/IE1 | EA | CRITICAL | 1 | [8 empty] | 1 |  | 1 | 1 | FOR CONTACT CLAMP FLOW MONITER SAF3,4&5
1990 | 4203010452 | MODULE COMM,M:6ES7151-3AA23-0AB0,INTFC | EA | CRITICAL | 1 | [8 empty] | 1 |  | 1 | 2 | PLC SYSTEM
1991 | 4108010816 | MODULE PWR SPLY,PN:81T000000000,F/GDC | EA | CRITICAL | 1 | [8 empty] | 1 |  | 1 | 1 | FOR GDC LIW
1992 | 4201010287 | MODULE,M:6ES7288-2DT32-0AA0,I/O | EA | CRITICAL | 1 | [8 empty] | 1 |  | 1 | 1 | DEDUSTING PLC
1993 | 7299990385 | MODULE,M:6ES7331-7KF02-0AB0,AI 8X12 BIT | EA | CRITICAL | 1 | [8 empty] | 1 |  | 1 | 3 | DEDUSTING PLC
1994 | 4108010093 | MODULE,M:DO801,DGTL O/P,24VDC,CH:16 | EA | CRITICAL | 1 | [8 empty] | 1 |  | 2 | 10 | ABB 800XA DCS SYSTEM
1995 | 4108010782 | MODULE,M:IPANE02AX,ANLG O/P | EA | CRITICAL | 1 | [8 empty] | 1 |  | 1 | 1 | IPA BWF
1996 | 4108010783 | MODULE,M:IPANE04UX,ANLG I/P | EA | CRITICAL | 1 | [8 empty] | 1 |  | 1 | 1 | IPA BWF
1997 | 4108010328 | MODULE,M:TB842,BUS OPTICAL PORT | EA | CRITICAL | 0 | [8 empty] | 0 |  | 2 | 4 | ABB 800XA DCS SYSTEM
1998 | 4205014514 | MODULE,PN:334-0CE01-0AA0,ANLG INPT/O/P | EA | CRITICAL | 1 | [8 empty] | 1 |  | 1 | 3 | SIEMENS PLC
1999 | 4201010203 | MODULE,PN:6ES7 288-3AE08-0AA0,AI 8CH | EA | CRITICAL | 1 | [8 empty] | 1 |  | 1 | 2 | ETP PLC
2000 | 4201010242 | MODULE,PN:6ES7223-1BL32-0XB0,SIGNAL | EA | CRITICAL | 1 | [8 empty] | 1 |  | 1 | 1 | DEDUSTING PLC
2001 | 4108010815 | MODULE,PN:81T050020200,CPU,GDC,FLSMIDTH | EA | CRITICAL | 1 | [8 empty] | 1 |  | 1 | 1 | FOR GDC LIW
2002 | 4108010023 | MODULE,PN:CI-854A,PROFIBUS MASTER | EA | CRITICAL | 1 | [8 empty] | 1 |  | 1 | 1 | PROFIBUS COMMUNICATION IN ABB 800XA DCS
2003 | 4108011087 | MODULE;PN:1073008135;RADIO REMOTE | EA | DOM-S(E) | 0 | [8 empty] | 0
2004 | 4201010609 | MODULE;PN:6ES7288-3AQ04-0AA0;AO | EA | CRITICAL | 1 | [8 empty] | 1 |  | 1 | 1 | ETP
2005 | 4201010288 | PANEL CNTRL,PN:6AV2123-2DB03-0AX0,HMI | EA | CRITICAL | 1 | [8 empty] | 1 |  | 1 | 1 | DEDUSTING PLC
2006 | 4403990260 | PCB,PN:2901063200,E:EWD330,CNTRL | EA | CRITICAL | 1 | [8 empty] | 1 |  | 1 | 1 | COMPRESSOR
2007 | 4138010053 | PCB,PN:2901067100,E:EWD 1500,PWR | EA | CRITICAL | 1 | [8 empty] | 1 |  | 1 | 1 | COMPRESSOR
2008 | 4414010005 | PLUG,PN:972-0DP10,PROFIBUS,BRAND:VIPA | EA | CRITICAL | 5 | [7 empty] | 2 | 7 |  | 2 | 10 | ABB 800XA DCS
2009 | 4105010250 | POSITIONER;M:83;LIMIT SWITCH BOX,AL.DIE | EA | CRITICAL | 1 | [8 empty] | 1 |  | 1 | 1 | ETP
2010 | 4201010286 | PROCESSOR,M:6ES7288-1ST60-0AA0,CPU,ST60 | EA | CRITICAL | 1 | [8 empty] | 1 |  | 1 | 1 | BRQ 2 PLC
2011 | 4210011100 | PROCESSOR;PN:3BSE081636R1(PM862K02);32MB | SET | DOM-S(E) | 1 | [8 empty] | 1
2012 | 3102021224 | SENSOR TEMP;PN:1089057407,T:ZR275 | EA | CRITICAL | 1 | [8 empty] | 1 |  | 1 | 2 | ZR275 COMPRESSOR
2013 | 4101200017 | SENSOR;PN:IM21-14EX-CDTRI;TACHO SPEED,0 | EA | DOM-S(E) | 1 | [8 empty] | 1 |  | 1 | 2 | ID FAN
2014 | 4104011147 | SENSOR;PN:UC6000-30GM-IUR2-V15;350MM | EA | CRITICAL | 1 | [8 empty] | 1 |  | 1 | 2 | ETP
2015 | 4860096964 | SIREN;HOOTER, FLASHER, DOOR OPEN ALERT | EA | 881637 | 1 | [8 empty] | 1
2016 | 4102010139 | SWITCH PRESS,M:KP35,0.2-7.5 BAR | EA | DOM-S(E) | 1 | [8 empty] | 1
2017 | 4102990102 | SWITCH PRXMY;PN:BI2-M12-Y1X-H1141;SNSR | EA | DOM-S(E) | 1 | [8 empty] | 1 |  | 1 | 1 | ID FAN
2018 | 4401120211 | SWITCH PRXMY;PN:SW4055-NO-A3-BF30;230VAC | EA | DOM-S(E) | 8 | [8 empty] | 8
2019 | 3102021222 | TRANSDUCER,PN:1089057534,E:ZR275,CMPRSR | EA | CRITICAL | 1 | [8 empty] | 1 |  | 1 | 2 | ZR275 COMPRESSOR
2020 | 3102021223 | TRANSDUCER,PN:1089057535,E:ZR275,CMPRSR | EA | CRITICAL | 1 | [8 empty] | 1 |  | 1 | 2 | ZR275 COMPRESSOR
2021 | 4503060177 | TXFRMR INSTR;PN:SP25A;CNTRL,1.8A,BSE | EA | CRITICAL | 1 | [8 empty] | 1 |  | 1 | 2 | JIGGING 100TPH BWF(SCHENCK)
2022 | 4503060176 | TXFRMR INSTR;PN:SP28A;CNTRL,1A,BSE | EA | CRITICAL | 1 | [8 empty] | 1 |  | 1 | 2 | JIGGING 100TPH BWF(SCHENCK)
2023 | 4503060175 | TXFRMR INSTR;PN:SP34A;CNTRL,0.3A,1PH,BSE | EA | CRITICAL | 1 | [8 empty] | 1 |  | 1 | 2 | JIGGING 100TPH BWF(SCHENCK)
2024 | 3102021225 | VALVE SOLENOID,PN:1089059001,ZR275,COMP | EA | CRITICAL | 1 | [8 empty] | 1 |  | 1 | 3 | Compressor ZR275
2025 | 4112030119 | VALVE;PN:5006HAA01055B00000;BUTTERFLY | EA | CRITICAL | 1 | [8 empty] | 1 |  | 1 | 1 | ETP
2026 | 5199010389 | AUMAMATIC UNIT,AM01.1 | SET |  | 1 | [8 empty] | 1 |  | 1 | 1 | BATAC JIGG
2027 | 4108010817 | MOTOR,R:81T0A0040200,MOUDLE,I/P & O/P | EA |  | 1 | [8 empty] | 1 |  | 1 | 1 | FOR LIW GDC
2028 | 4103040110 | METER FLOW;DFFRNTL PRSSR,0-20M/S,FLUE | EA | DOM_S(E) | [7 empty] | 1 | [5 empty] | NEO-AIRTECH |  |  | AT 33KV SUBSTATION.
2029 | 4118010181 | ANALYZER DUST;,FWD SCATTER,0-2000MG/NM | EA | DOM_S(E) | [7 empty] | INSTALLTED
2030 | 4210011580 | DATA ACQUATION UNIT;M:IBAPDA-1024 | AU | DOM_S(E) | [7 empty] | N.A
2031 | 4210011584 | DRIVE DISC;M:IBARACKLINE HD,WIN10;2X10TB | AU | DOM_S(E) | [7 empty] | N.A
2032 | 4601010586 | CABLE;1.5SQM,19C,ANNEALED BARE STRANDE | M | DOM_S(E) | [13 empty] | 6.6K.V CABLE YARD
2033 | 4107010657 | TxRail-USB P/N7307 10-30VDC(4-20mA) Temperature tanns | EA | DOM_S(E) | [7 empty] | 12 |  | 12
2034 | 1001090087 | software envion(Glense) | EA | [9 empty] | 4 |  |  |  |  | S.P.M

## INVENTORY-NON SAP
S.No | Material Code | Item Description | UoM | Non SAP-3115 | Non SAP-3116 | Non SAP-3117 | Total Stock
1 | 4405030061 | ACB,M:CN-CS 1000C,SR18G | EA |  | 0 |  | 0
2 | 4405030070 | ACB,M:SL96053 | EA |  | 0 |  | 0
3 | 4435996236 | ARRESTER ELEC,LGHTNG,33KV,10KA,50HZ | EA | 8 | 2 |  | 10
4 | 1807020001 | BAR FLAT,25MM,3MM,GI | MT |  | 0 |  | 0
5 | 1801020003 | BAR FLAT;DWG:JSL-01-2797;50X6MM | KG |  | 35 |  | 35
6 | 4803990000 | BATTERY DRY CELL,1.5 V,SIZE-AA | EA | 25 | 3 |  | 28
7 | 4803010043 | BATTERY STRG,TBLR LEAD ACID,220V/300AH | SET |  | 2 |  | 2
8 | 4803010005 | BATTERY STRG;PB ACID,12V,200AH,25PLATE | EA | 6 | 0 |  | 6
9 | 4803990032 | BATTERY,9V | EA |  | 0 |  | 0
10 | 3301060015 | BELT V,M:SPB3350PB | EA |  | 6 |  | 6
11 | 4402010003 | BLOCK CNTCT,M:3TX4001-2A,AUX,ADD-ON,NC | EA | 302 | 80 |  | 382
12 | 4402010001 | BLOCK CNTCT,M:3TX4010-2A,AUX,1NO | EA | 20 | 30 |  | 50
13 | 4402010066 | BLOCK CNTCT,M:GVAE11,1NO-1NC | EA |  | 6 |  | 6
14 | 4827010002 | BLOCK TRMNL,M:CBT250,DINRAIL MNTD | EA | 132 | 20 |  | 152
15 | 4814010022 | BLOCK TRMNL,F/FRAME 250S MOTOR | EA |  | 2 |  | 2
16 | 4502020243 | BLOCK TRMNL,F/MOTOR,FR:280S/SCIM | EA |  | 2 |  | 2
17 | 4501020024 | BLOCK TRMNL,F/MOTOR,FRAME SIZE 100 | EA |  | 4 |  | 4
18 | 4501020025 | BLOCK TRMNL,F/MOTOR,FRAME SIZE 112 | EA |  | 4 |  | 4
19 | 4501020026 | BLOCK TRMNL,F/MOTOR,FRAME SIZE 132 | EA |  | 3 |  | 3
20 | 4501020027 | BLOCK TRMNL,F/MOTOR,FRAME SIZE 180 | EA |  | 3 |  | 3
21 | 4501020029 | BLOCK TRMNL,F/MOTOR,FRAME SIZE 225 | EA |  | 2 |  | 2
22 | 5201010394 | BOLT ANCHOR,M16X150MM | EA |  | 10 |  | 10
23 | 5210990191 | BOLT ANCHOR;MEDIUM DUTY,M12,100MM,HEX,CS | EA | 150 | 5 |  | 155
24 | 5210990190 | BOLT ANCHOR;MEDIUM DUTY,M8,HEX,50MM,CS | EA | 150 | 10 |  | 160
25 | 5208990057 | BOLT M/C,10X60MM,MTRC CRS,HEX HD | EA |  | 0 |  | 0
26 | 5208020121 | BOLT M/C,M10X25MM,HTS,HEX HD FT | EA |  | 60 |  | 60
27 | 5208020065 | BOLT M/C,M10X30MM,HTS,HEX HD FT | EA |  | 30 |  | 30
28 | 5208020069 | BOLT M/C,M10X35MM,HTS,HEX HD FT | EA |  | 0 |  | 0
29 | 5208020349 | BOLT M/C,M10X40MM,HTS,HEX HD FT | EA |  | 0 |  | 0
30 | 5208990034 | BOLT M/C,M10X50MM,MTRC CRS,HEX HD | EA |  | 40 |  | 40
31 | 5208030083 | BOLT M/C,M10X60MM,MS,HEX HD,FT,MTRC CRS | KG |  | 0 |  | 0
32 | 5208020063 | BOLT M/C,M12X30MM,HTS,HEX HD FT | EA |  | 30 |  | 30
33 | 5208020081 | BOLT M/C,M12X40MM,HTS,HEX HD,FT | EA |  | 20 |  | 20
34 | 5208020347 | BOLT M/C,M12X50MM,HTS,HEX HD FT | EA |  | 10 |  | 10
35 | 5208020071 | BOLT M/C,M12X60MM,HTS,HEX HD,FT | EA |  | 20 |  | 20
36 | 5208050064 | BOLT M/C,M12X60MM,SS 304,HEX HD | EA |  | 150 |  | 150
37 | 5208020133 | BOLT M/C,M16X30MM,HTS,HEX HD,FT | EA |  | 10 |  | 10
38 | 5208050014 | BOLT M/C,M16X80MM,SS 304,HEX HD | EA |  | 10 |  | 10
39 | 5208030151 | BOLT M/C,M6X80MM,SS,HEX,FT | EA |  | 30 |  | 30
40 | 5208020064 | BOLT M/C,M8X50MM,HTS,HEX HD,HT,MTRC CRS | EA |  | 50 |  | 50
41 | 4501030038 | BRUSH CARBON,40X40X20MM | EA |  | 3 |  | 3
42 | 4504020181 | BRUSH CARBON,SIZE:32X20X16MM | EA |  | 8 |  | 8
43 | 4860991961 | BUSHING,M:1250A,A:1VYN402301-EP,TOP | EA |  | 1 |  | 1
44 | 4860991962 | BUSHING,M:1250A,A:1VYN402301-ER,TOP | EA |  | 1 |  | 1
45 | 4860991963 | BUSHING,M:1250A,A:1VYN402301-ES,TOP | EA |  | 1 |  | 1
46 | 4601990136 | CABLE;SCRN,0.5MM2,4C,CU,PVC,ARMD,SIGNAL | M |  | 0 |  | 0
47 | 4601010461 | CABLE;ARMOURED,FLEX,1MM2,24C,CU,230V,PVC | M |  | 0 |  | 0
48 | 4601010072 | CABLE;1 MM2, 1PAIR, CU, ARMOURED | M |  | 0 |  | 0
49 | 4601010073 | CABLE,ARM,1MM2,2PAIR,CU | M |  | 0 |  | 0
50 | 4601010074 | CABLE;1 MM2, 4PAIR, CU, ARMOURED | M |  | 0 |  | 0
51 | 4601010075 | CABLE;1MM2,8PAIR,CU,ARMRD | M |  | 80 |  | 80
52 | 4601010091 | CABLE,1MM2,12PAIR,CU,ARMRD/RND | M |  | 0 |  | 0
53 | 4601010068 | CABLE,1.5MM2,10C,CU,ARMRD | M |  | 0 |  | 0
54 | 4601010060 | CABLE,1.5MM2,12C,CU,ARMRD | M |  | 40 |  | 40
55 | 4601010064 | CABLE,1.5MM2,16C,CU,ARMRD | M |  | 100 |  | 100
56 | 4601010454 | CABLE INSTRMNT;SHIELD,1.0MM2,24P,CU,1KV | M |  | 250 |  | 250
57 | 4601010055 | CABLE,10MM2,4C,ALU,ARMRD | M |  | 0 |  | 0
58 | 4601020068 | CABLE,25MM2,1C,CU,FLXBL,1.1KV,PVC | M |  | 0 |  | 0
59 | 4601020136 | CABLE,70MM2,1C,CU,FLXBL | M |  | 0 |  | 0
60 | 4601010040 | CABLE,95MM2,1C,ALU,ARMRD | M |  | 80 |  | 80
61 | 4601990595 | CABLE,1 CX150MM2,CU,FLXBL | M |  | 0 |  | 0
62 | 4601010140 | CABLE,3CX185MM2,6.6KV,AL,XLPE | M |  | 296 |  | 296
63 | 4601990547 | CABLE,3.5CX300 SQMM,ARMRD,ALU | M |  | 76 |  | 76
64 | 4601020112 | CABLE,FLXBL,16MM2,1C,CU | M |  | 0 |  | 0
65 | 4601020206 | CABLE,7 CX1.5MM2,CU SHIELDED | M |  | 150 |  | 150
66 | 4601010139 | CABLE;HT,630MM2,1C,AL,33KV,XLPE,ARMD | M |  | 530 |  | 530
67 | 4601990263 | CABLE FO,9/125MICRON,6C,SM | M |  | 2700 |  | 2700
68 | 4601990373 | CABLE COMM,CAT 6 | M |  | 170 |  | 170
69 | 4601060203 | CABLE;UNARMD/EPR,25MM2,4C,ANNLD TIN-CU,1 | M |  | 390 |  | 390
70 | 4601990732 | CABLE;TRS FLEXIBLE,50MM2,4C,Cu,1.1KV | M |  | 300 |  | 300
71 | 4601010022 | CABLE,50MM2,3.5C,ALU,1.1KV,ARMRD | M |  | 140 |  | 140
72 | 4601060202 | CABLE;UNARMD/EPR,4MM2,4C,ANNLD-TIN-CU,1 | M |  | 125 |  | 125
73 | 4601060052 | CABLE,3 CX240MM2,HT ALU(XLPE) | M |  | 60 |  | 60
74 | 4601990176 | CABLE,240MM2,3.5C,ALU | M |  | 2300 |  | 2300
75 | 4499990444 | CAPACITOR BANK,270KVAR,12.124KV,1PH,50HZ | EA |  | 16 |  | 16
76 | 4203010068 | CARD ELEC,M:69-00118,CNTRL,HBL | EA |  | 1 |  | 1
77 | 4203010300 | CARD ELEC,M:69-00141/220VDC,AUXILARY,HBL | EA |  | 1 |  | 1
78 | 4303010069 | CARD ELEC,M:69-00319,FIRING,HBL | EA |  | 2 |  | 2
79 | 4303010070 | CARD ELEC,PN:69-00003/220VDC,RCTFR,HBL | EA |  | 2 |  | 2
80 | 4203010277 | CARD ELEC,PN:69-00120,PWR SUPPLY | EA |  | 1 |  | 1
81 | 4203010278 | CARD ELEC,PN:69-00140,PULSE TRANS | EA |  | 4 |  | 4
82 | 4405990009 | CB,HPA,POLE,33KV,1250A | EA |  | 2 |  | 2
83 | 4855010038 | CHANNEL,DINRAIL,35X7.5MM,TYP-D,SLOT | M |  | 25 |  | 25
84 | 4838010111 | CHOKE ELEC;98.3V RMS,40A DC,2.9MH,300HZ | EA |  | 1 |  | 1
85 | 3002040316 | CIRCLIP;PN:934SP0308;MASTER CONTROLLER | EA |  | 6 |  | 6
86 | 4860992848 | CLOSER DOOR;PN:1VYN402350-181;HYD | EA |  | 2 |  | 2
87 | 4406990450 | COIL ELEC,CLOSING,220VDC,180 W | EA | 13 | 3 |  | 16
88 | 4406990696 | COIL ELEC,E:3TF46/47/477,F/CNTCTR,240VAC | EA |  | 1 |  | 1
89 | 4406990398 | COIL ELEC,E:3TF-50 220,F/CNTCTOR | EA |  | 5 |  | 5
90 | 4802990142 | COIL ELEC,E:3VL9400-1ST00,SHUNT,230VAC | EA |  | 1 |  | 1
91 | 4802990197 | COIL ELEC;PN:3RT1935-5AL21;230V | EA |  | 4 |  | 4
92 | 4406990409 | COIL,SPARE,F/3TF56,220VAC | EA |  | 1 |  | 1
93 | 4405020114 | COIL ELEC,PN:4398095026,TRIPPING,VCB | EA | 4 | 3 |  | 7
94 | 4802990211 | COIL;PN:UA4-240;UNDR VLTG,230/240V,RIGHT | EA |  | 1 |  | 1
95 | 3001070042 | COLISN AVOIDNC SYS;PN:ANTICOLLISION 3M | SET |  | 1 |  | 1
96 | 3099990714 | COLLECTOR ELEC,CRNT,SAFELINE 250,RED | EA |  | 4 |  | 4
97 | 4406010169 | CONTACT AUX;PN:HKS4-11;1NO+1NC,LFT | EA |  | 1 |  | 1
98 | 4861010085 | CONTACT SET ELEC;DWG:JSL-01-2670;FIX | SET |  | 2 |  | 2
99 | 4406010171 | CONTACT;PN:SK4-11;SIGNALING,2NO+2NC | EA |  | 1 |  | 1
100 | 4406030086 | CONTACTOR,M:32A3TF 34 00 0A,PWR | EA |  | 0 |  | 0
101 | 4406030090 | CONTACTOR,M:3TF49,PWR,100 A | EA |  | 2 |  | 2
102 | 4860095919 | CONTACTOR,M:3TH30-31E,AUX,230VAC | EA |  | 2 |  | 2
103 | 4406990340 | CONTACTOR,M:MC10DN,BRAKE,40A,240VAC | EA |  | 2 |  | 2
104 | 4406990341 | CONTACTOR,M:MC10EN,BRAKE,70 A,240VAC | EA |  | 1 |  | 1
105 | 4406030188 | CONTACTOR,M:MNX18,PWR,18A,230VAC | EA |  | 1 |  | 1
106 | 4406030066 | CONTACTOR,M:MNX25,PWR,220VAC | EA |  | 4 |  | 4
107 | 4406990212 | CONTACTOR,M:N31E,220VAC | EA |  | 3 |  | 3
108 | 4406030095 | CONTACTOR,MNX-110,110 A,220VAC | EA |  | 1 |  | 1
109 | 4826010110 | CONTROL STATION HST;M:XACA881 | EA |  | 1 |  | 1
110 | 4860990668 | COVER,FLANGE,MOTOR DE,FR:PM100L | EA |  | 3 |  | 3
111 | 4860990669 | COVER,FLANGE,MOTOR NDE,FR:PM100L | EA |  | 3 |  | 3
112 | 5199012334 | COVER;DWG:JSL-18-2435;TOP,405MM,CI,HEAT | EA |  | 3 |  | 3
113 | 3002040317 | COVER;PN:93422010041;END FOR MASTER | EA |  | 8 |  | 8
114 | 3002040318 | COVER;PN:93422010042;END WITH BUSH FOR | EA |  | 8 |  | 8
115 | 4854010013 | ELEMENT HEATER,E:JHV 6000X(2D),4.16KW | EA |  | 8 |  | 8
116 | 4852010197 | ELEMENT HEATER;PN:N.600.0031,T:JHV 2400X | EA |  | 4 |  | 4
117 | 5501010135 | FILTER AIR;MICRO VEE,5U,2600X1800X320MM | SET |  | 1 |  | 1
118 | 6403020105 | FILTER ELMNT,CRTRDG,PAPER,F/OIL,100 DP | EA |  | 1 |  | 1
119 | 4805010199 | FLOODLIGHT,LED,200W | EA |  | 5 |  | 5
120 | 4407040132 | FUSE,L&T,M:SF94938,TYPE:DIN,800A | EA |  | 6 |  | 6
121 | 4899990576 | FUSE,M:TIA25,CAPACITOR,25A | EA |  | 1 |  | 1
122 | 4860992780 | HANDLE;PN:IN21880001-3;SELECTOR(HPA) | EA |  | 1 |  | 1
123 | 4860992849 | HINGE;PN:IN21840002-82;DOOR | EA |  | 4 |  | 4
124 | 4821010021 | INSULATOR,F/CRRNT COLLECTOR | EA |  | 5 |  | 5
125 | 4821010236 | INSULATOR;DWG:JSL-18-2795;POST,33KV | EA |  | 21 |  | 21
126 | 4499990773 | INSULATOR;SPPRT,1.1KV,55X50MM(LXD),EPOXY | EA |  | 0 |  | 0
127 | 5199010479 | KIT CABLE JNT,1CX630 SQMM,STRGHT THRGH | EA |  | 1 |  | 1
128 | 4899990600 | KIT CABLE JNT;33KV,1CX630MM2,END TRMNTN | EA |  | 10 |  | 10
129 | 4607990012 | KIT CABLE JNT,33KV,3CX300MM2,END TRMNTN | EA |  | 1 |  | 1
130 | 4499990040 | KIT TRMNTN,1CX630MM2,33 KV(E) | EA |  | 7 |  | 7
131 | 4406990047 | KIT REPAIR;T:3TF48 CONTACTOR | EA |  | 0 |  | 0
132 | 4406990731 | KIT REPAIR,E:3TF57,SPARE,F/CONTRACTOR | EA |  | 0 |  | 0
133 | 4406990149 | KIT,E:3TF34,SPARE,F/CONTACTOR | EA |  | 3 |  | 3
134 | 4406990048 | KIT,PN:3TF49,F/CNTCTOR | EA |  | 1 |  | 1
135 | 6303020815 | KIT,PN:PUM-KIT-B0001,SPARE,W/VANE,V PMP | EA |  | 2 |  | 2
136 | 4405040290 | KIT;PN:3VL9.00-3HQ00 3(VL160/250);ROTARY | EA |  | 0 |  | 0
137 | 4304150013 | KIT;PN:3VL9.00-3HQ00 4(VL400);ROTARY DRV | SET |  | 0 |  | 0
138 | 4804090004 | LIGHT INDCTG,WHITE,LED,3,SB,1405,2WZ3 | EA |  | 10 |  | 10
139 | 4805010211 | LIGHT,LED,WELL GLASS,35W | EA |  | 30 |  | 30
140 | 4805010207 | LIGHT,LED,WELL GLASS,70W | EA |  | 0 |  | 0
141 | 4805010197 | LIGHT,LED,HIGH BAY,200W | EA |  | 0 |  | 0
142 | 4860991672 | LOCK,PANEL,QUARTER TURN,W/KNOB | EA |  | 10 |  | 10
143 | 4901990482 | LOCKOUT SFTY;M:KRM-K-RSDEL;RND | EA |  | 80 |  | 80
144 | 4604020016 | LUG,1.5MM2,CU,PIN,W/SLV | PAC |  | 40 |  | 40
145 | 4860096819 | LUG,10MM2,6MM,RING,AL | EA |  | 150 |  | 150
146 | 4860096795 | LUG,120MM2,AL,STRGHT THRGH | EA |  | 200 |  | 200
147 | 4860096827 | LUG,185MM2,16MM,RING,AL | EA |  | 50 |  | 50
148 | 4604020076 | LUG,2.5MM2,CU,PIN,W/SLV | EA |  | 0 |  | 0
149 | 4604020004 | LUG,2.5MM2,RING,CU | EA |  | 10 |  | 10
150 | 4604020029 | LUG,240MM2,16MM,RING,CU | EA |  | 26 |  | 26
151 | 4604010001 | LUG,25MM2,RING,ALU | EA |  | 150 |  | 150
152 | 4604020033 | LUG,4MM2,TYPE:U,CU | PAC |  | 30 |  | 30
153 | 4860096135 | LUG,50MM2,CU,RING,16MM HOLE | EA |  | 150 |  | 150
154 | 4860096840 | LUG,50MM2,PIN,CU | EA |  | 20 |  | 20
155 | 4604020046 | LUG,70MM2,12MM,RING,CU | EA |  | 40 |  | 40
156 | 4604010016 | LUG,70MM2,RING,AL,10MM | EA |  | 150 |  | 150
157 | 4860096837 | LUG,95MM2,12MM,RING,CU | EA |  | 3 |  | 3
158 | 4860096794 | LUG,95MM2,AL,STRGHT THRGH | EA |  | 250 |  | 250
159 | 4405010041 | MCB,10A,2P | EA |  | 8 |  | 8
160 | 4405010080 | MCB,25A,2P,3KA | EA |  | 1 |  | 1
161 | 4405010175 | MCB,LOCKOUT SP/DP/TP | EA |  | 25 |  | 25
162 | 4405040043 | MCCB,400A,DL | EA |  | 1 |  | 1
163 | 4405040248 | MCCB,L&T,DL100,25-32A,3P,55KA | EA |  | 0 |  | 0
164 | 4405040250 | MCCB,L&T,DL160,160A,120-160A,65KA,CAT:A | EA |  | 1 |  | 1
165 | 4831010006 | MCCB,M:DH125 | EA |  | 0 |  | 0
166 | 4405040241 | MCCB,PN:NS-100N,100A | EA |  | 1 |  | 1
167 | 4405040255 | MCCB,PN:NS400H,320A | EA |  | 1 |  | 1
168 | 4405990116 | MECHANISM;PN:TOP TFM :HPA (IN54360001-A) | EA |  | 1 |  | 1
169 | 1001050002 | MOTHERBOARD,PN:69-00242 | EA |  | 2 |  | 2
170 | 4405050327 | MPCB,2.5-4.0A | EA |  | 0 |  | 0
171 | 4405050329 | MPCB,6.3-10A | EA |  | 0 |  | 0
172 | 4405050367 | MPCB,M:3RV2021-4BA10,13-20A | EA |  | 1 |  | 1
173 | 4405050138 | MPCB,M:3VU13,40-0MH00,1.6-2.4A | EA |  | 1 |  | 1
174 | 4405050139 | MPCB,M:3VU1640-IMR00,36-52A | EA |  | 2 |  | 2
175 | 4405050106 | MPCB,M:HK11,1NO+1NC,AUX CNTCT | EA |  | 8 |  | 8
176 | 5221010012 | NUT HEX,M10,MT,HTS | EA |  | 30 |  | 30
177 | 5221010044 | NUT HEX,M12,MS,MT | KG |  | 1 |  | 1
178 | 5221020006 | NUT HEX,M8,MS,MT | KG |  | 1 |  | 1
179 | 5221090041 | NUT LOCK,M10,MT,NYLOCK | EA |  | 30 |  | 30
180 | 5221010045 | NUT,HEX HD,M10,MT,MS | KG |  | 1 |  | 1
181 | 2301010182 | OIL INDSTRL,M:VM 4,SERVOVACM | L |  | 2 |  | 2
182 | 4408990253 | PANEL;M:SCRR1A50;EMF | EA |  | 2 |  | 2
183 | 3307010210 | PULLEY V BELT;DWG:JSL-18-2183 | EA |  | 1 |  | 1
184 | 3307010209 | PULLEY V BELT;DWG:JSL-18-2184 | EA |  | 1 |  | 1
185 | 3307010208 | PULLEY V BELT;DWG:JSL-18-2185 | EA |  | 1 |  | 1
186 | 3307010207 | PULLEY V BELT;DWG:JSL-18-2186 | EA |  | 1 |  | 1
187 | 4499990568 | RAIL,DIN | EA |  | 10 |  | 10
188 | 4860992799 | RAIL;PN:IN21790001-5;PROFILE LEFT HPA | EA |  | 1 |  | 1
189 | 4860992800 | RAIL;PN:IN21790001-6;PROFILE RIGHT HPA | EA |  | 1 |  | 1
190 | 3002040319 | RATCHET WHEEL;PN:93422010011;FOR MASTER | EA |  | 6 |  | 6
191 | 4415010019 | REACTOR;SERIES,DRY,33KV,126A,180KVAR | EA |  | 1 |  | 1
192 | 4133010013 | RECTIFIER,M:H2K L18D01,SELENIUM BRIDGE | EA |  | 10 |  | 10
193 | 4409019410 | RELAY OVRLD;PN:3UW5102-1C;1.6-2.5A | EA |  | 1 |  | 1
194 | 4409990012 | RELAY,M:EVV310,RE-300,PLUG IN,W/BASE | EA |  | 5 |  | 5
195 | 4409990071 | RELAY,M:RXTCS,CIRCUIT | EA |  | 3 |  | 3
196 | 4503060072 | RESISTOR,TRANSITION UNIT,F/OLTC | EA |  | 4 |  | 4
197 | 4860992798 | ROD;PN:IN54380003-AC,E:VHA1 2-S;PUSH,HPA | EA |  | 3 |  | 3
198 | 5204010010 | SCREW CAP,8X30MM,HTS,CSK ALLN | EA |  | 40 |  | 40
199 | 5201010014 | SCREW CAP,M16X50MM,HTS,ALLN,FT,MTRC CRS | EA |  | 5 |  | 5
200 | 5201010127 | SCREW CAP,M6X50MM,HTS,ALLN,HT,MTRC CRS | EA |  | 45 |  | 45
201 | 5201990052 | SCREW CAP,M8X16MM,ALLN,MTRC CRS | EA |  | 32 |  | 32
202 | 5204010003 | SCREW CAP,M8X40MM,HTS,CSK SCKT,FT | EA |  | 80 |  | 80
203 | 5232990188 | SCREW SLF DRLNG,5.5MM,60MM | EA |  | 5 |  | 5
204 | 5232990189 | SCREW SLF DRLNG,5.5X25MM | EA |  | 0 |  | 0
205 | 4405990123 | SCREW;PN:IN21210001-13;FOR HINGES IN HPA | EA |  | 10 |  | 10
206 | 6099990190 | SEAL,OIL,ID:65,OD:85,THK:10MM | EA |  | 2 |  | 2
207 | 3001270021 | SHOE,F/CRNT COLLECTOR 250 A | EA |  | 2 |  | 2
208 | 4901050001 | SIREN,220VAC | EA |  | 2 |  | 2
209 | 4860096965 | SIREN,HOOTER,FLASHER,CONSUMPTION ALERT | EA |  | 1 |  | 1
210 | 4860096963 | SIREN,HOOTER,FLASHER,CRANE MOVE ALERT | EA | 6 | 0 |  | 6
211 | 4599990265 | SLIPRING,F/51KW MOTOR | EA |  | 1 |  | 1
212 | 4501260002 | SPINDLE;PN:317042610-250S;BRUSH HOLDER | EA |  | 1 |  | 1
213 | 4501260001 | SPINDLE;PN:317042610-280M;BRUSH HOLDER | EA |  | 1 |  | 1
214 | 3002040314 | SPRING ASSY;PN:93421010028;MASTER | EA |  | 8 |  | 8
215 | 3002040320 | SPRING;PN:934SP0258;NOTCHING FOR MASTER | EA |  | 8 |  | 8
216 | 5506010122 | SPRING;PN:IN21920001-21;TNSN,(BIG):HPA | EA |  | 2 |  | 2
217 | 5506010139 | SPRING;PN:IN21920001-22;TENSION(SMALL | EA |  | 2 |  | 2
218 | 4499990510 | SQUEEGEE,MULTIPURPOSE CABLE,LOCKOUT | EA |  | 15 |  | 15
219 | 3002040321 | STOPPER;PN:93422010010;FOR MASTER | EA |  | 6 |  | 6
220 | 4860991978 | STUD,BUSHING,F/TXFRMR,9.2MVA | EA |  | 10 |  | 10
221 | 4821010188 | STUD;DWG:JSL-18-2206;TRAFO | EA |  | 10 |  | 10
222 | 4401090171 | SWITCH LIMIT,M:IN53260001-1 | EA |  | 0 |  | 0
223 | 4401090271 | SWITCH LIMIT;PN:V-155-1C25 | EA |  | 0 |  | 0
224 | 4401020007 | SWITCH SELCTR,3 POS MAINTAINED | EA |  | 5 |  | 5
225 | 4401020081 | SWITCH SELCTR,CAM,F/MASTER CNTRLLER,10 A | EA |  | 80 |  | 80
226 | 4401040016 | SWITCH,M:3RV2921-1M,AUX | EA |  | 0 |  | 0
227 | 4401990212 | SWITCH;PN:1VEB537301-001;MICRO | EA |  | 3 |  | 3
228 | 4401990213 | SWITCH;PN:1VEB537301-002;MICRO | EA |  | 2 |  | 2
229 | 4411990434 | TIMER;PN:TR 610 TOP2,A:6100103;DGTL,230V | EA |  | 0 |  | 0
230 | 4110010122 | TRANSDUCER,CURRENT,240VAC,I/P:0-5 A | EA |  | 7 |  | 7
231 | 4110010152 | TRANSDUCER,M:MR1MU,MEASURING | EA |  | 2 |  | 2
232 | 4110010228 | TRANSDUCER;PN:DV34KUD;DUAL VOLT OP,0 | EA |  | 4 |  | 4
233 | 4110010209 | TRANSDUCER;PN:PD151135;0-1A,4-20MA | EA |  | 10 |  | 10
234 | 4503060143 | TRANSFORMER,CNTRL,280 VA,415/230-110 V | EA |  | 1 |  | 1
235 | 4860095790 | TRANSFORMER,CNTRL,3KVA,415/220V | EA |  | 1 |  | 1
236 | 4609990004 | TRANSFORMER,CNTRL,4KVA,415/240V | EA |  | 1 |  | 1
237 | 4605010029 | TRAY CABLE,25X100X2MM,GI,PERFORATED | M |  | 0 |  | 0
238 | 4301040252 | VFD;PN:CIPR-GA70D4023ABMA;GA700,7.5KW | EA |  | 2 |  | 2
239 | 4301040251 | VFD;M:CIPR-GA70D4044ABMA;18.5 KW,400V | EA |  | 0 |  | 0
240 | 4301010391 | VFD;PN:GA70D4012ABA;380-480V,50HZ,380 | EA |  | 3 |  | 3
241 | 5237020015 | WASHER LOCK,M8,HTS,SPRNG | EA |  | 1000 |  | 1000
242 | 6303013066 | WASHER PRESS CLNG;M:AQUATAK 130;HP | SET |  | 1 |  | 1
243 | 6005990245 | WASHER SEALG;DWG:JSL-18-2202 | EA |  | 20 |  | 20
244 | 6005990247 | WASHER SEALG;DWG:JSL-18-2203 | EA |  | 30 |  | 30
245 | 6005990246 | WASHER SEALG;DWG:JSL-18-2204 | EA |  | 30 |  | 30
246 | 5238150007 | WASHER,16MM,SS 304 | EA |  | 20 |  | 20
247 | 5237060004 | WASHER,M10,SS 304 | EA |  | 30 |  | 30
248 | 5238150016 | WASHER,M12,SS 304 | EA |  | 30 |  | 30
249 | 3001440017 | WHEEL,FESTOON TROLLY,F/EOT CRANE | EA |  | 8 |  | 8
250 | 5513070011 | WHEEL;PN:IE78.01.032;FRNT | EA |  | 1 |  | 1
251 | 4406990479 | CONTACTOR,M:3TF47,COIL:230VAC | EA |  | 1 |  | 1
252 | 4861010008 | CONTACTOR,M:3TF52 | EA |  | 0 |  | 0
253 | 5208050065 | BOLT M/C,M8X120MM,SS 304,HEX HD | EA |  | 20 |  | 20
254 | 5208020341 | BOLT M/C,M24X100MM,HTS,HEX HD,FT | EA |  | 20 |  | 20
255 | 5208990014 | BOLT M/C,M20X100MM,HEX HD,MTRC CRS | EA |  | 0 |  | 0
256 | 5208020131 | BOLT M/C,M20X120MM,HTS,HEX HD,FT | EA |  | 0 |  | 0
257 | 5208020161 | BOLT M/C,M6X50MM,HTS,HEX HD,HT,MTRC CRS | EA |  | 10 |  | 10
258 | 4603020022 | GLAND CABLE,25MM,BRS,DBL CMPRSSN | EA |  | 12 |  | 12
259 | 3203010068 | BEARING BALL,PN:6206ZZ,DEEP GRV | EA | 4 |  |  | 4
260 | 3203010119 | BEARING BALL,PN:6313 ZZ | EA | 3 |  |  | 3
261 | 3203100192 | BEARING BALL,PN:6215 ZZ | EA | 7 |  |  | 7
262 | 3203010600 | BEARING BALL,PN:6216 C3,DEEP GRV | EA | 2 |  |  | 2
263 | 3203010037 | BEARING BALL,PN:6218,DEEP GRV | EA | 8 |  |  | 8
264 | 3203010072 | BEARING BALL,PN:6308 ZZ,DEEP GRV | EA | 2 |  |  | 2
265 | 3203010132 | BEARING BALL,PN:6311 ZZ C3,DEEP GRV | EA | 15 |  |  | 15
266 | 3203010146 | BEARING BALL,PN:6318 C3,DEEP GRV | EA | 10 |  |  | 10
267 | 3203010893 | BEARING BALL,PN:6324 C3,INSULATED | EA | 1 |  |  | 1
268 | 3203010892 | BEARING BALL,PN:6330 C3 | EA | 1 |  |  | 1
269 | 3203010778 | BEARING BALL,PN:6322 C3,DEEP GRV | EA | 12 |  |  | 12
270 | 3203020012 | BEARING BALL,PN:608ZZ,DEEP GRV | EA | 10 |  |  | 10
271 | 3203010706 | BEARING BALL,PN:629,DEEP GRV | EA | 8 |  |  | 8
272 | 3203100044 | BEARING BALL,PN:627,DEEP GRV | EA | 15 |  |  | 15
273 | 3203040095 | BEARING ROLLER,PN:22211E1K,DBL SPHRCL | EA | 1 |  |  | 1
274 | 3203011099 | BEARING ROLLER,PN:NJ2205 EC,CYL | EA | 9 |  |  | 9
275 | 3203020203 | BEARING ROLLER,PN:NU206,CYL | EA | 16 |  |  | 16
276 | 3204020020 | BEARING ROLLER,PN:NJ 406 C4,CYL | EA | 11 |  |  | 11
277 | 3203010943 | BEARING BALL,PN:6406 | EA | 7 |  |  | 7
278 | 3203010155 | BEARING BALL,PN:7309BECBJ,ANG CNTCT | EA | 8 |  |  | 8
279 | 3203080000 | BEARING BALL,PN:3206 C3,ANG CNTCT | EA | 1 |  |  | 1
280 | 3203030057 | BEARING ROLLER,PN:NJ 313,CYL | EA | 14 |  |  | 14
281 | 3201040097 | BEARING ROLLER,PN:22210,SPHRCL | EA | 14 |  |  | 14
282 | 3203020231 | BEARING,CYLINDRICAL ROLLER,NJ-7311-E-JP | EA | 10 |  |  | 10
283 | 3203010626 | BEARING BALL,PN:2309 K,DBL ROW | EA | 2 |  |  | 2
284 | 3203050221 | BEARING ROLLER,PN:NJ210-ECJ | EA | 10 |  |  | 10
285 | 3203020208 | BEARING ROLLER,PN:NU 208 E,CYL | EA | 3 |  |  | 3
286 | 3203010026 | BEARING BALL,PN:7311,ANG CNTCT,SNGL ROW | EA | 4 |  |  | 4
287 | 3203010491 | BEARING BALL,PN:7312,ANG CNTCT,SNGL ROW | EA | 4 |  |  | 4
288 | 3203040482 | BEARING ROLLER,PN:NJ2305E.TVP2.C3,CYL | EA | 11 |  |  | 11
289 | 3203040137 | BEARING ROLLER,PN:22218-E1-K,SPHRCL | EA | 2 |  |  | 2
290 | 3203010034 | BEARING BALL,PN:6309,DEEP GRV | EA | 2 |  |  | 2
291 | 3203040051 | BEARING ROLLER,PN:NU 305,CYL,SNGL ROW | EA | 24 |  |  | 24
292 | 3203020062 | BEARING ROLLER,PN:NJ2317ECPC3,CYL | EA | 2 |  |  | 2
293 | 3203010920 | BEARING ROLLER,PN:NU 317EC,CYL,SNGL ROW | EA | 11 |  |  | 11
294 | 3203100084 | BEARING ROLLER,PN:NU313 C3,CYL | EA | 7 |  |  | 7
295 | 3203010370 | BEARING ROLLER,PN:NU 324,CYL,SNGL ROW | EA | 1 |  |  | 1
296 | 3203010374 | BEARING ROLLER,PN:NU 319,CYL,SNGL ROW | EA | 6 |  |  | 6
297 | 3203010343 | BEARING BALL,PN:2311-K-TVH-C3,SELF ALGNG | EA | 2 |  |  | 2
298 | 3203020063 | BEARING ROLLER,PN:NJ2311ECPC3,CYL | EA | 4 |  |  | 4
299 | 3204010068 | BEARING ROLLER,PN:NU 310 EC3 | EA | 2 |  |  | 2
300 | 4406030131 | CONTACTOR,M:LC1 F115,PWR | EA | 5 |  |  | 5
301 | 4406030130 | CONTACTOR,M:LC1 F225,PWR | EA | 5 |  |  | 5
302 | 4406990538 | COIL ELEC,E:LC1 F115,F/CNTCTOR,110 V | EA | 9 |  |  | 9
303 | 4406990539 | COIL ELEC,E:LC1 F225,F/CNTCTOR,110 V | EA | 9 |  |  | 9
304 | 4406030081 | CONTACTOR,M:MC10DN22,PWR,220VAC | EA | 5 |  |  | 5
305 | 4406030068 | CONTACTOR,M:MC10EN22,PWR,220VAC | EA | 2 |  |  | 2
306 | 4406990144 | KIT REPAIR,E:MC10EN22,F/CONTRACTOR | EA | 9 |  |  | 9
307 | 4406990143 | KIT,E:MC10DN22,SPARE,F/CONTACTOR | EA | 9 |  |  | 9
308 | 4406990412 | COIL ELEC,E:MC10EN22,SPARE,220VAC | EA | 11 |  |  | 11
309 | 4406990411 | COIL ELEC,E:MC10DN22,SPARE,220VAC | EA | 11 |  |  | 11
310 | 4401090150 | SWITCH LIMIT,M:NLLA-22 | EA | 35 | 1 |  | 36
311 | 4406030070 | CONTACTOR,M:GH57,PWR,220VAC | EA | 2 |  |  | 2
312 | 4406030069 | CONTACTOR,M:GH55,PWR,220VAC | EA | 1 |  |  | 1
313 | 4406990146 | KIT,E:GH57,SPARE,F/CONTACTOR | EA | 1 |  |  | 1
314 | 4406990145 | KIT,E:GH55,SPARE,F/CONTACTOR | EA | 1 |  |  | 1
315 | 4406990414 | COIL ELEC,E:GH57,SPARE,F/220VAC | EA | 2 |  |  | 2
316 | 4406990413 | COIL ELEC,E:GH55,SPARE,F/220VAC | EA | 1 |  |  | 1
317 | 4406990693 | CONTACTOR,M:3RT1075-6..6 | EA | 7 |  |  | 7
318 | 4406990692 | CONTACTOR,M:3RT1064-6..6 | EA | 3 |  |  | 3
319 | 4401090162 | SWITCH LIMIT,PSSIL-L-2,PRECISION | EA | 48 |  |  | 48
320 | 4499990769 | FEEDER;M:FG51;GROUP,GH55/57 | EA | 3 |  |  | 3
321 | 4409010119 | RELAY OVRLD,M:3UA50,00-1D,2-3.2A | EA | 19 |  |  | 19
322 | 4409010122 | RELAY OVRLD,M:3UA50,00-1E,2.5-4A | EA | 4 |  |  | 4
323 | 4409010164 | RELAY OVRLD,M:3UA-5200-1H,5-8A | EA | 8 |  |  | 8
324 | 4409010093 | RELAY OVRLD,M:3UA52 00-1K,8-12.5A | EA | 11 |  |  | 11
325 | 4409010048 | RELAY OVRLD,M:3UC58 30-5G,40-63A | EA | 6 |  |  | 6
326 | 4409010049 | RELAY OVRLD,M:3UC62 30-5J,63-100A | EA | 5 |  |  | 5
327 | 4406990540 | RELAY,M:132-220A,LR9 F55,ROTECTION,MOTOR | EA | 2 |  |  | 2
328 | 4406990694 | RELAY OVRLD,M:3RB 1066-1KGO | EA | 5 |  |  | 5
329 | 4409010226 | RELAY OVRLD,M:3RB2153-4FW2,50-200AMP | EA | 7 |  |  | 7
330 | 4405050087 | MPCB,M:3RV,1121,1DA,10,2.2-3.2A | EA | 14 |  |  | 14
331 | 4405050028 | MPCB,M:3RV1021-4BA10,14-20A,3P | EA | 7 |  |  | 7
332 | 4405050095 | MPCB,M:3RV,1121,1HA,10,5.5-8A | EA | 1 |  |  | 1
333 | 4405050069 | MPCB,M:3VU1340-1MF00,0.6-0.1A | EA | 33 |  |  | 33
334 | 4405050102 | MPCB,M:3RV1421-1CA10,1.8-2.5A | EA | 3 |  |  | 3
335 | 4405050092 | MPCB,M:3RV,1142,4HA,10,36-50A | EA | 1 |  |  | 1
336 | 4860096723 | MPCB,42-63A,415 V,3P | EA | 1 |  |  | 1
337 | 4405050097 | MPCB,M:3RV,1142,4LA,10,70-90A | EA | 1 |  |  | 1
338 | 4405050098 | MPCB,M:3RV,1142,4MA,10,80-100A | EA | 6 |  |  | 6
339 | 4405040039 | MCCB,M:3VT1708,415VAC,80A | EA | 4 |  |  | 4
340 | 4499990401 | MCCB,M:3VL1710-1DD36-0AA0,3P | EA | 5 |  |  | 5
341 | 4405040271 | MCCB,M:3VA2580-5HM32-0AA0,800A | EA | 1 |  |  | 1
342 | 4422016424 | MCCB,125A,IU:160A,UE:690V,UI:800V | EA | 3 |  |  | 3
343 | 4406990641 | CONTACTOR,M:3TF47-7,PWR | EA | 8 |  |  | 8
344 | 4499990470 | CONTACTOR,M:3TF50,110VAC | EA | 8 |  |  | 8
345 | 4406030256 | CONTACTOR;32A,2NO,2NC,415V | EA | 10 |  |  | 10
346 | 4406030257 | CONTACTOR;PN:3TF3200-0B;DC CONTROL,24VDC | EA | 8 |  |  | 8
347 | 4406990308 | CONTACTOR,M:3TF54,220VAC,2NO-2NC | EA | 6 |  |  | 6
348 | 4406030085 | CONTACTOR,M:3TF30,PWR,220VAC | EA | 8 |  |  | 8
349 | 4411990009 | CONTACTOR,M:3TH3022E,2NO+2NC,220VDC | EA | 19 |  |  | 19
350 | 4406990118 | CONTACTOR,M:3TH30-31E,220VDC,3NO+1NC | EA | 10 |  |  | 10
351 | 4406990742 | CONTACTOR,M:3TH30,AUX,COIL:110V | EA | 25 |  |  | 25
352 | 4406030064 | CONTACTOR,M:3TF48,PWR,220VAC | EA | 5 |  |  | 5
353 | 4807010046 | STARTER;M:3RW3014-1BB14;SOFT | EA | 3 |  |  | 3
354 | 4406030240 | CONTACTOR,M:3RT2016-1AP01,220V,9A | EA | 10 |  |  | 10
355 | 4406990086 | KIT CNTCT,E:3TF50,MAIN | EA | 9 |  |  | 9
356 | 4406990049 | CONTACTOR,M:3TF52,KIT | EA | 9 |  |  | 9
357 | 4406990139 | KIT REPAIR,M:3TY7 540-OA,E:3TF54,SPARE | EA | 5 |  |  | 5
358 | 4406990442 | COIL ELEC,E:3TF54,F/CNTCTOR | EA | 8 |  |  | 8
359 | 4406990519 | COIL, F/ CONTACTOR 3TF50 , COIL 110VAC | EA | 10 |  |  | 10
360 | 4198990069 | KIT CNTCT,E:3TF54,COIL,220 V,IE | EA | 8 |  |  | 8
361 | 4409010355 | RELAY,M:7SJ6001 5EA00 0DA0 | EA | 1 |  |  | 1
362 | 4405020031 | PLUG,PN:4321087001,ASSLY,64 PIN,W/PINS | EA | 1 |  |  | 1
363 | 4405020113 | MOTOR,PN:4107830041,VCB | EA | 1 |  |  | 1
364 | 4405020036 | SWITCH,PN:4392133074,M:3SV9274,AUX | EA | 1 |  |  | 1
365 | 4405020115 | SWITCH,PN:4392133020,TEST/SERVICE,VCB | EA | 2 |  |  | 2
366 | 4405020037 | SWITCH LIMIT,PN:4107766906,M:3SV92 20 | EA | 5 |  |  | 5
367 | 4405020035 | RECTIFIER,PN:4107749003,M:3AX1525-1F | EA | 3 |  |  | 3
368 | 4409080050 | RELAY;M:VAJC11ZF8305ACH;CNTRL,220-230VDC | EA | 8 |  |  | 8
369 | 4409990701 | RELAY;M:VAJH13YF67B;TRIPPING,220VDC | EA | 8 |  |  | 8
370 | 4409060013 | RELAY;M:CDG11AF006SACH;EARTH FAULT_INV | EA | 5 |  |  | 5
371 | 4880014749 | RELAY,M:VAPM31AF21A,FUSE FALURE,110VAC | EA | 5 |  |  | 5
372 | 4409040025 | RELAY,M:VAA33ZG8314FCH,AUX,220-250VDC | EA | 15 |  |  | 15
373 | 4409010354 | RELAY,M:7RW6000-5EA00-0DA0 | EA | 1 |  |  | 1
374 | 4110010178 | TRANSDUCER;S:VT504K681046006;VOLT,0-120V | EA | 6 |  |  | 6
375 | 4198991758 | TRANSDUCER,APPARENT PWR | EA | 5 |  |  | 5
376 | 4110010085 | TRANSDUCER,ACTIVE PWR | EA | 7 |  |  | 7
377 | 4409010228 | RELAY,PN:IMYN569698-G(74T),M:RXTCS | EA | 6 |  |  | 6
378 | 5238990330 | WASHER,SEALING,30X54X24MM F/20MVA TRAFO | EA | 29 |  |  | 29
379 | 5238990329 | WASHER,SEALING,20X38X18MM F/20MVA TRAFO | EA | 52 |  |  | 52
380 | 4807990037 | STARTER,PN:PSR16-600-70,ABB,SOFT,7.5KW | EA | 6 |  |  | 6
381 | 4411020003 | TIMER,ON DELAY,230VAC,2C/O | EA | 6 |  |  | 6
382 | 4506990021 | MOTOR,SPRNG CHARGING,220/250VDC/AC | EA | 5 |  |  | 5
383 | 6004250587 | SEAL OIL;DWG:JSL-01-1930;30MM,54MM | EA | 10 |  |  | 10
384 | 6004250586 | SEAL OIL;DWG:JSL-01-1930;19.5MM,37MM | EA | 11 |  |  | 11
385 | 4401010187 | SWITCH PRESS,HPA,(SET 2+/-0.1) | EA | 5 |  |  | 5
386 | 5422010035 | SHOCK ABSRBR;PN:IN52560002-1(TRIPPING),A | EA | 5 |  |  | 5
387 | 5422010036 | SHOCK ABSRBR;PN:HPA(5256711-10)(CLOSING) | EA | 5 |  |  | 5
388 | 4409040041 | RELAY;M:3C/O-MCC-110D;PLA | EA | 20 |  |  | 20
389 | 4409040040 | RELAY;MPC,24VDC,5A,11PIN,5A,3C/O,IP55 | EA | 12 |  |  | 12
390 | 4409990085 | RELAY;M:VHXM22B;UNDER VOLTAGE | EA | 10 |  |  | 10
391 | 4406010149 | SPRING ASSY;PN:IN21920002-B;CLSNG | EA | 13 |  |  | 13
392 | 4409040042 | RELAY;M:RXME1 INRK221052-AH;AUX,2NO+2NC | EA | 10 |  |  | 10
393 | 4409060004 | RELAY;PN:INRK411-006-DE,M:RXIG22;110-125 | EA | 5 |  |  | 5
394 | 4409090003 | RELAY;PN:1MRK 000 066-AB,M:RXKL1;TIME | EA | 6 |  |  | 6
395 | 4860991965 | JUMPER,A:MV450072R1,CU | EA | 3 |  |  | 3
396 | 4110010060 | TRANSDUCER,VOLTAGE | EA | 15 |  |  | 15
397 | 4109010088 | TRANSDUCER;CURRENT,0-10A AC,4-20MA DC | EA | 1 |  |  | 1
398 | 4808130005 | METER ENERGY;M:ELITE 440-445;SECURE | EA | 1 |  |  | 1
399 | 4860097010 | METER ENERGY,M:ELITE 440-443,SECURE | EA | 12 |  |  | 12
400 | 4101210073 | THERMOSTAT,L:175MM,STEM,30-90DEG C,20A | EA | 18 |  |  | 18
401 | 6119040002 | CONNECTOR ELEC,50MM2,BRAIDED FLXBL,CU | EA | 8 |  |  | 8
402 | 4411030009 | TIMER,OFF DELAY,3RP1531-1AP30,0.5-10 SEC | EA | 12 |  |  | 12
403 | 4861010051 | CONTACTOR,M:3RH2122-1AP00,2NO+2NC,230VAC | EA | 10 |  |  | 10
404 | 4860992495 | BLOCK CNTCT;PN:3RH2911-1HA22;230VAC | EA | 29 |  |  | 29
405 | 4411020013 | TIMER,3RP1513-1AP30,ON DELAY,5-100 SEC | EA | 2 |  |  | 2
406 | 4198990015 | TRANSFORMER IGNTN;230V,1.2A/SEC:2*5KV | EA | 7 |  |  | 7
407 | 4601990831 | CABLE ASSY;IGNTN,6MM2,CLMPD,SILICON,10KV | EA | 21 |  |  | 21
408 | 4499990521 | RELAY OVRLD,M:3UA58008YZ1,THRML,57-70A | EA | 2 |  |  | 2
409 | 4411990019 | TIMER,STAR DELTA | EA | 2 |  |  | 2
410 | 4409990579 | RELAY,M:S2VMR6,PHASE FAILURE | EA | 8 |  |  | 8
411 | 4405050222 | MPCB,M:MS325,4-6.3A | EA | 8 |  |  | 8
412 | 4599990268 | TRANSFORMER,AUTO,T1,36.7/61.3/280-180V | EA | 1 |  |  | 1
413 | 4507016011 | TRANSFORMER CRNT,606/3 A,50 VA,CL:0.5 | EA | 1 |  |  | 1
414 | 4104010454 | SENSOR,PN:2399957,GP LE | EA | 1 |  |  | 1
415 | 4863010040 | SENSOR GP,PN:4309449,F/600 KVA DG | EA | 1 |  |  | 1
416 | 5501050037 | REGULATOR VOLTG,PN:R450,AVR | EA | 1 |  |  | 1
417 | 7012010221 | FILTER,PN:4161225,AS,F/GENERATOR | EA | 2 |  |  | 2
418 | 7012010216 | FILTER FUEL,PN:81531064,PRE | EA | 1 |  |  | 1
419 | 4863010020 | CLEANER,PN:81536171,AIR | EA | 2 |  |  | 2
420 | 2301030019 | COOLANT;PN:4692718;ELC PREMIX,20L | EA | 60 |  |  | 60
421 | 6402020250 | HOSE;PN:3718952;CM HOSE BULK | CM | 30 |  |  | 30
422 | 5102990189 | CLAMP;PN:5P1717,E:600KVA DG | EA | 4 |  |  | 4
423 | 6001990824 | GASKET;PN:8N3248,E:600KVA DG | EA | 1 |  |  | 1
424 | 6402991131 | HOSE;PN:6N7030,E:600KVA DG | EA | 2 |  |  | 2
425 | 5550010030 | CLAMP,PN:5P4868 | EA | 4 |  |  | 4
426 | 6001990823 | GASKET;PN:4N1418,E:600KVA DG | EA | 1 |  |  | 1
427 | 4403020018 | BOARD DSTRBTN,VTPN,12-WAY | EA | 2 |  |  | 2
428 | 4412010021 | BOX JNCTN,600X600X300MM | EA | 3 |  |  | 3
429 | 4412010010 | BOX JNCTN,150X150X120 W/TB | EA | 2 |  |  | 2
430 | 4412010109 | BOX JNCTN,H150XW150XD120MM,MS,ID TYPE | EA | 22 |  |  | 22
431 | 4503030009 | TRANSFORMER,NEUTRAL CRNT,RATIO:3/1A | EA | 2 |  |  | 2
432 | 4814990091 | BOX ELEC;PC,250X300X150MM,415V,WL | EA | 10 |  |  | 10
433 | 4405010142 | CIRCUIT BREAKER,MINIATURE,16A,2P | EA | 11 |  |  | 11
434 | 4405010160 | MCB,M:5SX2210-7,2P,C10A | EA | 11 |  |  | 11
435 | 4405010082 | MCB,20A,1P | EA | 36 |  |  | 36
436 | 4405010156 | MCB,10A,SINGLE POLE | EA | 62 |  |  | 62
437 | 4405010157 | MCB,2A,IP | EA | 3 |  |  | 3
438 | 4405010007 | MCB,M:5SX2202-7,250/440V | EA | 39 |  |  | 39
439 | 4405010278 | CB;M:A9N61526;MCB,6A,220VDC,2P | EA | 18 |  |  | 18
440 | 4405010279 | CB;M:A9N61528;MCB,10A,220VDC,2P | EA | 26 |  |  | 26
441 | 4405010280 | CB;M:A9N61531;MCB,16A,220VDC,2P | EA | 17 |  |  | 17
442 | 4405010277 | CB;M:A9N61533;MCB,25A,220VDC,2P | EA | 15 |  |  | 15
443 | 4414010014 | PLUG ELEC,INDUSTRIAL,20 A,220V | EA | 75 |  |  | 75
444 | 4603020093 | GLAND CABLE,10MM,BRS,DBL CMPRSSN | EA | 100 |  |  | 100
445 | 4603020013 | GLAND CABLE,12MM,BRS,DBL CMPRSSN | EA | 70 |  |  | 70
446 | 4603020015 | GLAND CABLE,16MM,BRS,DBL CMPRSSN | EA | 68 |  |  | 68
447 | 4603020017 | GLAND CABLE,18MM,BRS,DBL CMPRSSN | EA | 45 |  |  | 45
448 | 4603020018 | GLAND CABLE,19MM,BRS,DBL CMPRSSN | EA | 96 |  |  | 96
449 | 4603020024 | GLAND CABLE,28MM,BRS,SNGL CMPRSSN | EA | 28 |  |  | 28
450 | 4603020028 | GLAND CABLE,37MM,BRS,DBL CMPRSSN | EA | 27 |  |  | 27
451 | 4603020029 | GLAND CABLE,40MM,BRS,DBL CMPRSSN | EA | 31 |  |  | 31
452 | 4603020034 | GLAND CABLE,50MM,BRS,SNGL CMPRSSN | EA | 27 |  |  | 27
453 | 4603020036 | GLAND CABLE,70MM,BRS,SNGL CMPRSSN | EA | 20 |  |  | 20
454 | 4809010174 | BLOCK TRMNL,M:CBT100,DINRAIL MNTD | EA | 420 |  |  | 420
455 | 4860096993 | BLOCK TRMNL,M:CST70,DINRAIL MNTD | EA | 81 |  |  | 81
456 | 4860096074 | BLOCK TRMNL,M:CST 35,DINRAIL MNTD | EA | 535 |  |  | 535
457 | 4860096073 | BLOCK TRMNL,E:CST 25,DINRAIL MNTD | EA | 492 |  |  | 492
458 | 4860096992 | BLOCK TRMNL,M:CST16,DINRAIL MNTD | EA | 372 |  |  | 372
459 | 4860096991 | BLOCK TRMNL,M:CST10,DINRAIL MNTD | EA | 305 |  |  | 305
460 | 4402020023 | BLOCK TRMNL,6MM2,CST-6 | EA | 228 |  |  | 228
461 | 4860096730 | CONNECTOR ELEC,PN:CST2.5,CABLE | EA | 185 |  |  | 185
462 | 6004250044 | SEAL OIL,40X50X7MM | EA | 15 |  |  | 15
463 | 6004250045 | SEAL,OIL,40X52X7 | EA | 18 |  |  | 18
464 | 6004020176 | SEAL OIL;50MM,65MM,8MM,NBR | EA | 12 |  |  | 12
465 | 6004250520 | SEAL OIL,55X90X13MM | EA | 10 |  |  | 10
466 | 6004250398 | SEAL OIL,50X80X7MM | EA | 8 |  |  | 8
467 | 6004250522 | SEAL OIL,40X60X7MM | EA | 8 |  |  | 8
468 | 6004010010 | SEAL OIL;40MM,62MM,7MM,VTN | EA | 10 |  |  | 10
469 | 6004030023 | SEAL OIL,17X35X10MM | EA | 14 |  |  | 14
470 | 6004250521 | SEAL OIL,30X48X8MM | EA | 10 |  |  | 10
471 | 6004250123 | SEAL OIL,25X40X7MM | EA | 12 |  |  | 12
472 | 6004250157 | SEAL OIL,30X42X7MM | EA | 14 |  |  | 14
473 | 6004250308 | SEAL OIL;20MM,35MM,7MM,VTN | EA | 14 |  |  | 14
474 | 6004250038 | SEAL OIL;35MM,52MM,7MM,VTN | EA | 9 |  |  | 9
475 | 6004250396 | SEAL OIL,15X30X6MM | EA | 4 |  |  | 4
476 | 6004250325 | SEAL OIL,20X40X10MM | EA | 4 |  |  | 4
477 | 6004250230 | SEAL OIL,30X48X7MM | EA | 4 |  |  | 4
478 | 6004250122 | SEAL OIL,30X52X7MM | EA | 3 |  |  | 3
479 | 6004250397 | SEAL,OIL,55X90X10MM | EA | 10 |  |  | 10
480 | 6004250284 | SEAL OIL,AS 45X75X8MM,ROTATING SHAFT | EA | 19 |  |  | 19
481 | 6004250156 | SEAL OIL,45X65X10MM | EA | 18 |  |  | 18
482 | 4504020101 | BRUSH CARBON,BOSCH,E:GBL800E,F/HAND BLWR | EA | 16 |  |  | 16
483 | 4413010016 | SOCKET ELEC,5 PIN,16 A | EA | 118 |  |  | 118
484 | 4401990099 | SWITCH,16 A | EA | 103 |  |  | 103
485 | 4860990571 | PLUG ELEC,TOP,(3)PIN,15A | EA | 89 |  |  | 89
486 | 4860990570 | PLUG ELEC,TOP,(3)PIN,5A | EA | 39 |  |  | 39
487 | 4826010003 | SWITCH,6AMP | EA | 173 |  |  | 173
488 | 4405050085 | MPCB,M:3RV1121-4BA10,14-20A | EA | 10 |  |  | 10
489 | 4402010056 | BLOCK CNTCT,M:3TY7561-1AA00-8K,AUX | EA | 132 |  |  | 132
490 | 4406990649 | BLOCK CNTCT,M:ZB2-BE101 | EA | 23 |  |  | 23
491 | 4406990650 | CONTACT;M:ZB2-BE102;ELEMENT | EA | 47 |  |  | 47
492 | 4499990589 | BLOCK CNTCT,M:3SB04 00-0C,1NC,PSH BTTN | EA | 89 |  |  | 89
493 | 4499990588 | ELEMENT,M:3SB04 00-0B,PB,1NO | EA | 90 |  |  | 90
494 | 4402010023 | BLOCK CNTCT,M:3TX4001-2A,AUX | EA | 12 |  |  | 12
495 | 4809010194 | CAPACITOR,2200MFD,350V | EA | 4 |  |  | 4
496 | 4304030053 | DIODE,S8HR27,BLCKNG,25A,800V | EA | 2 |  |  | 2
497 | 4304030054 | DIODE,S8HR42,BLCKNG,40A,800V | EA | 1 |  |  | 1
498 | 4304030055 | DIODE,100LM81,BLCKNG,100A,800V | EA | 1 |  |  | 1
499 | 4130010083 | THYRISTOR,E:H45TB8,45 A,800 V | EA | 7 |  |  | 7
500 | 4407010077 | FUSE,M:16A-NS16,HRC,16 A | EA | 10 |  |  | 10
501 | 4801990455 | LIGHT,SIZE:300MM,TRAFFIC SIGNAL,230V | SET | 1 |  |  | 1
502 | 4499990692 | SHUTTER,ABB,M:1VYN402301-BL,ASSY,33 KV | EA | 2 |  |  | 2
503 | 4119990127 | CONTROLLER ELCTRNC,10A,5 STEP,16 CAM | EA | 1 |  |  | 1
504 | 4119990126 | CONTROLLER ELCTRNC,10A,5 STEP,14 CAM | EA | 1 |  |  | 1
505 | 4836010096 | BRAKE;PN:XBAP2010SYT;FAIL SAFE,415V/3PH | EA | 2 |  |  | 2
506 | 4119990065 | CONTROLLER ELCTRNC,MSTR,10A,4 STEP,CAM 7 | EA | 2 |  |  | 2
507 | 1703060231 | CLOSER DOOR,GODREJ,HYD | EA | 24 |  |  | 24
508 | 9003990153 | FAN,PEDESTAL,SIZE:20" | EA | 2 |  |  | 2
509 | 4401990050 | SWITCH PULL,M:SE-403,CHORD,240VAC/DC,1E | EA | 16 |  |  | 16
510 | 4503010138 | TRANSFORMER CRNT,400/5 A,15 VA,CL:1 | EA | 11 |  |  | 11
511 | 4845010030 | INDICATOR,OIL TEMP,F/TXFRMR,20MVA | EA | 4 |  |  | 4
512 | 4105010180 | INDICATOR,M:1002,WINDING TEMP,F/TXFRMR | EA | 2 |  |  | 2
513 | 4882015584 | ARRESTOR,LIGHTNING | EA | 2 |  |  | 2
514 | 3002040068 | BRAKE,M:MDT160,THRUSTOR,18 KG,T:9 KGM | EA | 1 |  |  | 1
515 | 7299990894 | RELAY CNTRL,M:MICOM-P-127,O/C & E/F PROT | EA | 2 |  |  | 2
516 | 4105010182 | INDICATOR,M:1002,OIL TEMP,F/TXFRMR | EA | 1 |  |  | 1
517 | 4199990431 | DEVICE,ANTI-COLLISION,W/CNNCTR | EA | 6 |  |  | 6
518 | 4860992349 | TROLLEY;DWG:ITC/20365/R1;FESTOON | EA | 1 |  |  | 1
519 | 4860992351 | TROLLEY;DWG:ITC/1238/ANUPAM/005;FESTOON | EA | 4 |  |  | 4
520 | 4860992380 | TROLLEY;DWG:ITC/20377;FESTOON | EA | 13 |  |  | 13
521 | 4860992489 | CONTROL STATION HST;300X150X100,CRANE | EA | 8 |  |  | 8
522 | 4503060092 | TRANSFORMER,CNTRL,2.5KVA,415/220V | EA | 1 |  |  | 1
523 | 4507065210 | TRANSFORMER,CNTRL,5000VA,415/220V | EA | 1 |  |  | 1
524 | 4503060128 | TRANSFORMER PTNTL,1.0KVA,230/24-28V | EA | 1 |  |  | 1
525 | 4503060144 | TRANSFORMER,CNTRL,30 VA,230/24 V | EA | 2 |  |  | 2
526 | 4503990069 | COIL ASSY,M:WS14,W/CORE FOR VF | EA | 7 |  |  | 7
527 | 4805010081 | FITTING,HALOGEN LIGHT,1000W | EA | 8 |  |  | 8
528 | 5511170000 | TAPE INSLTN,HT | EA | 32 |  |  | 32
529 | 9003240000 | HEATER,ROOM,1000W,TWO ROD | EA | 2 |  |  | 2
530 | 1103330000 | CLEANER,HARPIC | EA | 68 |  |  | 68
531 | 5113990031 | TAPE ADHESIVE,50MM,SILICA | M | 2 |  |  | 2
532 | 4403990205 | BOARD,8INX10IN,PVC,CSNG | EA | 30 |  |  | 30
533 | 4403990204 | BOARD,4INX4IN,PVC,CSNG | EA | 60 |  |  | 60
534 | 3301020073 | BELT V,PN:B98,2530MM,17MM,11MM | EA | 58 |  |  | 58
535 | 3301060014 | BELT V,M:SPB2120PB | EA | 10 |  |  | 10
536 | 3301010012 | BELT V,PN:A41,1070MM,13MM,8MM | EA | 36 |  |  | 36
537 | 4102990080 | SWITCH SELCTR,PN:S21.02.004.0211,ROTARY | EA | 1 |  |  | 1
538 | 4401020137 | SWITCH SELCTR;M:1S16BO;3WAY,6A,1P | EA | 22 |  |  | 22
539 | 4401020136 | SWITCH SELCTR;M:1S16O;2WAY,6A,1P | EA | 30 |  |  | 30
540 | 4401020135 | SWITCH SELCTR;M:3S24CO;ON/OFF,10A,2P | EA | 29 |  |  | 29
541 | 4860991735 | GUARD,E:SEK180-4,EXCITER F/UNB MTR,1.7KW | EA | 2 |  |  | 2
542 | 4860992431 | COVER;DWG:JSL/SURGE HPPER/0.75KW;MOTOR | EA | 5 |  |  | 5
543 | 4807990047 | STARTER;PN:10479339;SLF,SERIES 50MT | EA | 1 |  |  | 1
544 | 5490992003 | DRIVE,PN:830620,BEML,E:BD-80,ASSY,DELCO | EA | 5 |  |  | 5
545 | 4811020027 | FAN ELEC,M:REC22038A1,COOLG | EA | 16 |  |  | 16
546 | 4811020028 | FAN ELEC,M:REC22038 A2,COOLG | EA | 14 |  |  | 14
547 | 4599990335 | STUD,BUSHING,BOLT,F/20M VA,TXFRMR | EA | 18 |  |  | 18
548 | 4860991623 | SHEET,DIA 57-145XLG 1100MM,F/1CX1000MM2 | EA | 71 |  |  | 71
549 | 4501020148 | SLIPRING;80KW MOTOR,105MM,210MM,160MM | EA | 2 |  |  | 2
550 | 4304030023 | DIODE,70A | EA | 7 |  |  | 7
551 | 4809010049 | CAPACITOR,43MFD,250VAC | EA | 22 |  |  | 22
552 | 4809010043 | CAPACITOR,33MFD | EA | 52 |  |  | 52
553 | 4401140000 | SWITCH SELCTR,CHANGE OVER,415V,AC,100A | EA | 1 |  |  | 1
554 | 4304020021 | UNIT CNTRL,M:CU230P-2 HVAC,SINAMICS | EA | 1 |  |  | 1
555 | 4401990187 | SWITCH;NATURE,230VAC,16A,LUX LVL ON/OFF | EA | 21 |  |  | 21
556 | 4411990437 | SWITCH;PN:SUL181D;TIMEANLG,110-230VAC | EA | 5 |  |  | 5
557 | 5501010124 | FILTER ELMNT;PN:2607432026;GAS 55M AFC | EA | 10 |  |  | 10
558 | 4141010040 | CONTROLLER,M:WLCD1,WATER LEVEL | EA | 5 |  |  | 5
559 | 4199991087 | CONDITIONER,CURRENT SIGNAL,2857-550,WAGO | EA | 9 |  |  | 9
560 | 6407010307 | NOZZLE;PN:1 609 390 478;GAS 55M AFC | SET | 8 |  |  | 8
561 | 6407010308 | NOZZLE;PN:1 609 390 481;ROUND | EA | 9 |  |  | 9
562 | 4836010004 | BRAKE,M:14.458.18,ELECTRO MGNTC | EA | 1 |  |  | 1
563 | 4841010042 | SOCKET ELEC,W/PLUG,1PH,RCCB 20A,30MA | SET | 12 |  |  | 12
564 | 1103991045 | AIR CONDITIONER;M:SAC-RSG318HBDG;1.5T | EA | 2 |  |  | 2
565 | 4834010027 | INVERTER,1125 VA | EA | 1 |  |  | 1
566 | 4803020016 | BATTERY STRG,TUBLR,LEAD ACID,12VDC,150AH | EA | 1 |  |  | 1
567 | 4499990723 | BOX,253X154X110,LOTO,GROUP LOCKOUT | EA | 15 |  |  | 15
568 | 1103990179 | CABINET,PN:ES-KC,F/KEYS,QTY:60 | EA | 21 |  |  | 21
569 | 4804990120 | RESISTOR,BOX,95KW,RV-390V,RA-98A,10 MIN | EA | 1 |  |  | 1
570 | 4804990022 | RESISTOR,95KW,RV-390V,RA-98A,10 MIN | SET | 2 |  |  | 2
571 | 4804990122 | RESISTOR,BOX,51KW,RV-410V,RA-40A,10 MIN | EA | 3 |  |  | 3
572 | 4804990123 | RESISTOR,BOX,80KW,RV-460V,RA-58 A,10 MIN | EA | 2 |  |  | 2
573 | 4804990121 | RESISTOR,BOX,155KW,RV-460V,RA-160 A,10 M | EA | 1 |  |  | 1
574 | 4415010007 | REACTOR,SERIES,DRY TYPE,1PH,36KV,195A | EA | 1 |  |  | 1
575 | 4809010051 | CAPACITOR BANK,440KVAR | EA | 6 |  |  | 6
576 | 4811020381 | FAN;M:FA 2312028/FH52;DRIVE PANEL,230VAC | EA | 5 |  |  | 5
577 | 4811020226 | FAN ELEC,M:MMF-09C24TS-YM3,COOLG | EA | 3 |  |  | 3
578 | 4499990378 | RESISTOR,M:57-2451-13-42E,BRKE,200 W | EA | 3 |  |  | 3
579 | 4499990377 | RESISTOR,M:57-2451-12-52E,BRKE,200 W | EA | 2 |  |  | 2
580 | 4804990021 | RESISTOR,80 OHM,200 W | EA | 2 |  |  | 2
581 | 4804990008 | RESISTOR,M:57-2451-11-112E,200W | EA | 3 |  |  | 3
582 | 4860990283 | BRACKET,CRNT COLLECTOR,250A | EA | 25 |  |  | 25
583 | 4860990346 | ROD,HALOGEN,1000 W | EA | 10 |  |  | 10
584 | 4408990129 | PANEL,M:1CL02 NOM,AC,600 KCAL/HR | EA | 3 |  |  | 3
585 | 4860990309 | HOLDER,TUBE,HALOGEN,F/1000 W | EA | 77 |  |  | 77
586 | 5512030357 | CLOTH,THK:5MMXWIDTH:1100MM,ASBESTOS | KG | 98 |  |  | 98
587 | 4499990084 | ARRESTER,M:PSI 0610,SURGE,POLYSAFE | EA | 6 |  |  | 6
588 | 4860992637 | TROLLEY;CABLE ROPE WIRE,5KG,8MM | EA | 250 |  |  | 250
589 | 4821010039 | INSULATOR,66 KV SOLID CORE | EA | 14 |  |  | 14
590 | 4614990009 | SWITCH SELCTR,CAM,FOR MSTR CNTRLLER,40A | EA | 100 |  |  | 100
591 | 4407040083 | FUSE,M:3NWNS2,2A,BS88.6:1988,80KA,415VAC | EA | 16 |  |  | 16
592 | 4407010015 | FUSE,M:NS,HRC,16 A | EA | 110 |  |  | 110
593 | 4407010174 | FUSE,HRC,SEMI CONDUCTOR,25 A,GSG | EA | 11 |  |  | 11
594 | 4407010017 | FUSE,M:3NA3822-7Y,HRC,63 A | EA | 49 |  |  | 49
595 | 4499990242 | FUSE,M:HN,HRC,100 A | EA | 1 |  |  | 1
596 | 4407010007 | FUSE,M:HN,HRC,125 A | EA | 21 |  |  | 21
597 | 4407010011 | FUSE,M:HN,HRC,200 A | EA | 10 |  |  | 10
598 | 4407010051 | FUSE,M:NH1,HRC,250 A,GG/GL | EA | 12 |  |  | 12
599 | 4407010167 | FUSE,M:HN,HRC,630 A | EA | 8 |  |  | 8
600 | 4407990027 | FUSE,KICK,T1,300,TRIP,INDCTR | EA | 18 |  |  | 18
601 | 4899990577 | FUSE,HRC,3.15 A,36 KV GRADE PT/VT | EA | 15 |  |  | 15
602 | 4407990047 | FUSE,M:12ABCNA3.15,11KV,3.15A | EA | 23 |  |  | 23
603 | 4811020573 | CURTAIN;AIR,W1500XH2500MM,SS304,440V,3PH | EA | 1 |  |  | 1
604 | 4811020572 | CURTAIN;AIR,W1100XH2500MM,SS304,440V,3PH | EA | 2 |  |  | 2
605 | 4130010082 | THYRISTOR,M:25 TTS12,16 A,800 V | EA | 6 |  |  | 6
606 | 6002251402 | KIT SEAL;E:HPCT-150A;HYD,CRIMP.TOOL | SET | 1 |  |  | 1
607 | 1201540002 | THREAD,SYNTHETIC | EA | 2 |  |  | 2
608 | 6403020083 | FILTER ELMNT,M:FTR-003-B0002,1 MICRON | EA | 1 |  |  | 1
609 | 4101030007 | METER ELEC,CLAMP,PWR,1000 A,400VAC/DC | EA | 1 |  |  | 1
610 | 4805010214 | LAMP,LED,TUBE,1X20W,WALL MNTD | EA | 265 |  |  | 265
611 | 4413010013 | SOCKET ELEC,WELDING,PLUG,63 A W/BOX | EA | 20 |  |  | 20
612 | 7099990791 | STARTER,SELF,PN:8200435,MODEL 39MT | EA | 2 |  |  | 2
613 | 4804990175 | RESISTOR;M:YN3A483763-DBC;DYN.BRKNG,8OHM | EA | 1 |  |  | 1
614 | 2301010272 | OIL INSLTNG,TXFRMR | L | 5400 |  |  | 5400
615 | 4415010042 | REACTOR,REV WND,DRY TYPE,1PH,36KV,98A | EA | 2 |  |  | 2
616 | 4409990054 | RELAY,BUSCHHOLZ,F/TXFRMR,20MVA | EA | 3 |  |  | 3
617 | 4809011147 | CAPACITOR;PN:234020635020;PIN,20UF | EA |  |  | 2 | 2
618 | 4809011146 | CAPACITOR;PN:231047846020;OIL FILLED | EA |  |  | 3 | 3
619 | 4104010405 | CONNECTOR;T:PST010RG12S TRANSMITTER | EA |  |  | 10 | 10
620 | 4199990697 | SENSOR FLOW;M:SI5000;MNTR | EA |  |  | 2 | 2
621 | 4401050020 | SWITCH FLOW,E:SI 5000 | EA |  |  | 2 | 2
622 | 4110010148 | TRANSDUCER,VOLTAGE.0-500VAC | EA |  |  | 2 | 2
623 | 4401010109 | SWITCH PRESS;PN:EDS 348-5-250-000 | EA |  |  | 2 | 2
624 | 4102010109 | SWITCH PRESS;M:EDS 344-2-600-000;ELECTRO | EA |  |  | 2 | 2
625 | 4150016511 | SWITCH PRESS,M:EDS 344-3-250-00 | EA |  |  | 1 | 1
626 | 4401990030 | SWITCH,M:VD 5D.O/-L24,FLTR | EA |  |  | 1 | 1
627 | 4156016512 | TRANSMETER,TEMP,ETS 1701- 100-Y00,HYDAC | EA |  |  | 1 | 1
628 | 4107010030 | TRANSMITTER PRESS,M:HDA 4444-A-250-000 | EA |  |  | 2 | 2
629 | 4143010038 | TRANSMITTER,AWG 2002 | EA |  |  | 2 | 2
630 | 4199990600 | ISOLATOR,SIGNAL | EA |  |  | 2 | 2
631 | 4132010010 | ISOLATOR,SIGNAL,I/P:0-10V,O/P:4-20 MA | EA |  |  | 1 | 1
632 | 4132010004 | ISOLATOR,SIGNAL,I/P:0-20 MA,O/P:4-20 MA | EA |  |  | 3 | 3
633 | 4104010241 | TRANSMITTER;M:UT-94;UNVRSL,18-36VDC | EA |  |  | 3 | 3
634 | 4199990547 | ISOLATOR,IELD,I/P:4-20 MA,O/P:2X4,20 MA | EA |  |  | 2 | 2
635 | 4132010031 | ISOLATOR ELEC;K,24VDC,4-20MA | EA |  |  | 8 | 8
636 | 4132010032 | ISOLATOR ELEC;RTD,PT-100,24VDC,4-20MA | EA |  |  | 3 | 3
637 | 4401020016 | SWITCH SELCTR,3 POS SPRNG RETURN,1-0-1 | EA |  |  | 5 | 5
638 | 4139010016 | TRANSMITTER,PN:PT50,RTD,MLTRNG,100,500 | EA |  |  | 5 | 5
639 | 4119990252 | CONTROLLER;PN:DC1040CL-102000-E;4-20MA | EA |  |  | 1 | 1
640 | 4119030073 | CONTROLLER;PN:DC1040CR-102000-E;-199.9 | EA |  |  | 1 | 1
641 | 4153016513 | RTD,M:TFP104-000,PT100,SENSOR | EA |  |  | 2 | 2
642 | 4107010429 | TRANSMITTER LVL;PN:UIT501;PNP,250-3500MM | EA |  |  | 2 | 2
643 | 4119990025 | CONTROLLER;TEMP,NO-C-NC/NO-C,UNIVERSAL | EA |  |  | 4 | 4
644 | 4107010616 | TRANSMITTER PRESS;PN:HDA 4315 -A-0040 | EA |  |  | 2 | 2
645 | 4110010015 | TRANSDUCER,PRSSR,0-40 BAR | EA |  |  | 2 | 2
646 | 4111010044 | COIL ELEC;PN:G75;PNUEMATIC SOLENOID | EA |  |  | 3 | 3
647 | 4199990309 | SIREN,HOOTER,ELECTRONIC | EA |  |  | 1 | 1
648 | 4199990313 | PLUG;M:ZBE03-02,T:EDS 344-2;IN CONNECTOR | EA |  |  | 1 | 1
649 | 4816010005 | CONNECTOR ELEC;M:ZBE 08 S 05,T:EDS-348-5 | EA |  |  | 10 | 10
650 | 4601990249 | CABLE ASSY,PN:EVC002,SWITCH,W/CNNCTR | EA |  |  | 14 | 14
651 | 4399990125 | CARD ELEC,THYRISTER MODULE,50A,F/VIB FDR | EA |  |  | 1 | 1
652 | 4135010012 | AMPLIFIER;PN:R4343E1048;85-240VAC | EA |  |  | 2 | 2
653 | 4104011198 | DETECTOR;PN:C7027A-1023/U;UV SENSOR | EA |  |  | 1 | 1
654 | 4860090020 | SIREN,HOOTER,24VDC | EA |  |  | 3 | 3
655 | 4105010010 | METER FLOW,INDCTR,LIQUID | EA |  |  | 6 | 6
656 | 4401090109 | SWITCH LIMIT,PN:JLS1,M:BC9,2NO+2NC | EA |  |  | 7 | 7
657 | 4103020143 | GAUGE PRESS;PNMTC,0-7BAR,60MM,1/2,NPT | EA |  |  | 3 | 3
658 | 4103020142 | GAUGE PRESS;PNMTC,0-10BAR,60MM,1/2,NPT | EA |  |  | 2 | 2
659 | 4811020008 | FAN ELEC,COOLG PLASTIC,FR:132 | EA |  |  | 4 | 4
660 | 4101140037 | POTENTIOMETER,1KOHM,3WATT,SNGL TURN | EA |  |  | 12 | 12
661 | 4101140021 | POTENTIOMETER,2 KOHM,10 | EA |  |  | 20 | 20
662 | 4147010029 | POTENTIOMETER;5KOHM,230VAC,3W,(+/-)0 | EA |  |  | 24 | 24
663 | 4401010121 | SWITCH,DIFFERENTIAL PRES | SET |  |  | 1 | 1
664 | 4860992837 | CAP;PN:3SB59 02-0AK;CLR,PRTCTV,PLSTC | EA |  |  | 110 | 110
665 | 4107010200 | TRANSMITTER,E:RU-RT01,REMOTE,BOOM BRER | EA |  |  | 1 | 1
666 | 4198996710 | RTD,M:PT100,IL=100MM,DUPLEX,3 WIRE | EA |  |  | 1 | 1
667 | 4137010040 | MODULE;M:ICPC10;FIRING,VIBRO FEEDER | EA |  |  | 1 | 1
668 | 4133010011 | RECTIFIER,M:50RIA120,SILICON | EA |  |  | 11 | 11
669 | 4401060000 | SWITCH TEMP,M:KP78,DIFF,30-90DEG C | EA |  |  | 3 | 3
670 | 4199991058 | TOTALIZER,FLOW INDCTR,F/BWF | EA |  |  | 2 | 2
671 | 4105010197 | INDICATOR;DIGITAL PROCESS,,PIC101-N | EA |  |  | 3 | 3
672 | 4826010069 | SWITCH,T:40MM,EMERGENCY,2NO+2NC | EA |  |  | 7 | 7
673 | 4304070040 | FUSE,GLASS,500MA,20MM | EA |  |  | 500 | 500
674 | 4304070014 | FUSE,20MM,GLASS,1A,230VAC | EA |  |  | 100 | 100
675 | 4304070015 | FUSE,20MM,GLASS,2 A | EA |  |  | 200 | 200
676 | 4304070007 | FUSE,20MM,GLASS,230VAC,3A | EA |  |  | 85 | 85
677 | 4304070016 | FUSE,20MM,GLASS,5A | EA |  |  | 239 | 239
678 | 4304070004 | FUSE,30MM,GLASS,250VAC,5 A | EA |  |  | 75 | 75
679 | 4865070005 | LIGHT INDCTG,PN:XB7EV04BPN,RED,24VDC | EA |  |  | 15 | 15
680 | 4865070004 | LIGHT INDCTG,PN:XB7EV03BPN,GREEN,24VDC | EA |  |  | 12 | 12
681 | 4604020018 | LUG,1.5MM2,TYPE:U,CU | PAC |  |  | 239 | 239
682 | 4604020028 | LUG,2.5MM2,TYPE:U,CU | PAC |  |  | 570 | 570
683 | 4860096132 | LUG,2.5MM2,CU,STRGHT THRGH | EA |  |  | 81 | 81
684 | 4405010133 | MCB 6A,2P | EA |  |  | 2 | 2
685 | 4405010087 | MCB,4A,1P | EA |  |  | 5 | 5
686 | 4405010064 | MCB,63A,3P+N | EA |  |  | 1 | 1
687 | 4406010085 | CONTACTOR;T:PB 3SB54000C;AUX,1NC | EA |  |  | 22 | 22
688 | 4406010086 | CONTACT AUX,M:3SB54000B,1 NO FOR PB | EA |  |  | 31 | 31
689 | 4404010056 | BUTTON, PUSH,ILLUMINATED,GREEN COLOR | EA |  |  | 8 | 8
690 | 4860990488 | PUSH BUTTON,M:2ALRF3L,ILPB,GREEN,24VDC | EA |  |  | 20 | 20
691 | 4404010086 | PUSH BUTTON,M:3SB50 00-0AE01,NORMAL,GRN | EA |  |  | 26 | 26
692 | 4404010069 | PUSH BUTTON,M:3SB5000-0AC01,RED,W/HOLDER | EA |  |  | 40 | 40
693 | 4401020015 | SWITCH SELCTR,2 P,2 WAY+OFF | EA |  |  | 17 | 17
694 | 4401020005 | SWITCH SELCTR,2 POS MAINTAINED | EA |  |  | 5 | 5
695 | 4401010156 | SWITCH JYSTCK,M:P9F,PB,F/DANGO HANDLE | EA |  |  | 6 | 6
696 | 6103990055 | REDUCER HOSE;STRGHT,AL,4AN,JIC(M),1/4IN | EA |  |  | 3 | 3
697 | 4101070233 | MONITOR,CO(CARBON MONOXIDE)320 M | EA |  |  | 3 | 3
698 | 4119990116 | CONTROLLER,M:KMGT500E,BWF | EA |  |  | 1 | 1
699 | 4150040010 | SWITCH PRXMY,B18MM,INDUCTIVE,220VAC | EA |  |  | 15 | 15
700 | 4150040009 | SWITCH PRXMY,B18MM,INDUCTIVE,24VDC | EA |  |  | 5 | 5
701 | 4104010026 | SWITCH PRXMY,M12,10-15MM,SENSOR | EA |  |  | 5 | 5
702 | 4401020116 | SWITCH PRXMY;PN:XS7E1A1PAL2;24VDC,STD | EA |  |  | 2 | 2
703 | 4102040129 | SWITCH PRXMY;24VDC,0.5A,8MM,NPN,B18,1NO | EA |  |  | 15 | 15
704 | 4102040135 | SWITCH PRXMY;PN:SW-4053-NO-D6-BF30X65 | EA |  |  | 7 | 7
705 | 4109010031 | TRANSDUCER;M:JGA-20;SIF00014991,SPEED | EA |  |  | 1 | 1
706 | 4104010538 | SENSOR SPEED,E:SC35-G-N0-6M | EA |  |  | 1 | 1
707 | 4104010115 | SENSOR VBRTN;LOOP POWERED,0-25MM/SEC | EA |  |  | 4 | 4
708 | 4120010031 | PROBE,SNSR,F/ZERO SPEED SWITCH,0-12VDC | EA |  |  | 7 | 7
709 | 4102040134 | SWITCH PRXMY;PN:SW4051-POD1-B18-(PNP-NO) | EA |  |  | 10 | 10
710 | 4119990133 | CONTROLLER,TYPE:DISOMAT SATUS | EA |  |  | 1 | 1
711 | 4209016485 | CARD ELEC,LOAD CELL(LCT),F/GDC CNTRLL | EA |  |  | 1 | 1
712 | 4107010501 | TRANSMITTER LVL;PN:DT35;LASER (CLASS-1) | EA |  |  | 1 | 1
713 | 4409020040 | RELAY;M:3SK1111-1AB30;SFTY,24VDC | EA |  |  | 1 | 1
714 | 4199991452 | PLUG,FORM-A,52X38X30MM,EN175301-803,PA | EA |  |  | 20 | 20
715 | 6499990414 | COIL ELEC,E:24106-40-12G,SLND VLV | EA |  |  | 16 | 16
716 | 6217010055 | VALVE SOLENOID,1/4IN,5/2-WAY,24VDC | EA |  |  | 18 | 18
717 | 6199991119 | REGULATOR FLTR,1/4IN BSP,FRL UNIT | EA |  |  | 7 | 7
718 | 5421030012 | SILENCER,M:T40C1800,G1/8IN | EA |  |  | 13 | 13
719 | 4103020186 | GAUGE PRESS;BDN TUBE,0-400BAR,50MM,1/4IN | EA |  |  | 9 | 9
720 | 6119990263 | ADAPTOR TUBE-PIPE,M:QS-G1/4-8,PUSH-PULL | EA |  |  | 9 | 9
721 | 5208030090 | BOLT M/C,M12X80MM,MS,HEX HD,FT,MTRC CRS | KG |  |  | 20 | 20
722 | 4409990234 | RELAY;M:CR-M024DC2L;PLUGGABLE INTERFACE | EA |  |  | 30 | 30
723 | 4409990634 | RELAY;M:CR-M024DC4L;PLUGGABLE INTERFACE | EA |  |  | 29 | 29
724 | 4304060021 | RELAY;M:CR-M230AC4L;PLUGGABLE INTERFACE | EA |  |  | 24 | 24
725 | 4409990064 | RELAY,230VAC,5A,14 PIN | EA |  |  | 17 | 17
726 | 4304060016 | RELAY,PN:G2R-1,24VDC,5 PIN | EA |  |  | 30 | 30
727 | 4409990172 | RELAY,PN:3TK2804-0BB4,24VDC,4NO+1NO+1NC | EA |  |  | 2 | 2
728 | 4304120054 | POWER SUPPLY,230VAC,24V,10A | EA |  |  | 4 | 4
729 | 4304120065 | POWER SUPPLY,230-110VAC,24VDC,20A | EA |  |  | 3 | 3
730 | 4304120039 | POWER SUPPLY,24VDC,40A | EA |  |  | 5 | 5
731 | 4304120066 | POWER SUPPLY,24VDC,5A | EA |  |  | 1 | 1
732 | 4129010020 | DIODE,M:P-OR-24-40,UNIT,O-RING | EA |  |  | 2 | 2
733 | 4129010021 | DIODE,M:P-OR-24-20,UNIT,O-RING | EA |  |  | 2 | 2
734 | 4129010019 | DIODE,M:P-OR-24-10,UNIT,O-RING | EA |  |  | 1 | 1
735 | 4409080045 | RELAY;PN:51101;24VDC,3A,1P,250VAC/DC,1NO | EA |  |  | 2 | 2
736 | 4131010056 | ENCODER,PN:8.5000.8351,KUBLER,1000 PPR | EA |  |  | 1 | 1
737 | 4131010069 | ENCODER;PN:ENC82/24HT-360AB;INCRMNTL | EA |  |  | 1 | 1
738 | 4131010048 | ENCODER,PN:8.5020.835,INCREMENTAL | EA |  |  | 1 | 1
739 | 4136010225 | CARD ELEC;PN:9830G;KEYPAD | EA |  |  | 1 | 1
740 | 4399990287 | FILTER ELCTRNC;PN:EF-1B001B01A;LINE | EA |  |  | 2 | 2
741 | 4106010036 | LOAD CELL,100KG,SENSITIVITY:2.0 MV/V | EA |  |  | 1 | 1
742 | 4106010186 | LOAD CELL;PN:IF00011150;S-TYPE,100KGG,0 | EA |  |  | 2 | 2
743 | 4106010011 | LOAD CELL,M:PR-6201/14D1,10T | EA |  |  | 1 | 1
744 | 4106010193 | LOAD CELL;M:C2AD1;2T,0.5,2MV/V | EA |  |  | 3 | 3
745 | 4106010103 | LOAD CELL;M:IF00011100;RTR,SENS:2.84MV/V | EA |  |  | 1 | 1
746 | 4106010166 | LOAD CELL,M:SB032H1,CAP:300 KG | EA |  |  | 1 | 1
747 | 4106010149 | LOAD CELL,30KG,BR031H2 | EA |  |  | 2 | 2
748 | 4138010049 | LOAD CELL,50KG | EA |  |  | 1 | 1
749 | 4412010128 | BOX JNCTN,M:JT041M9,CARD,IPA | EA |  |  | 2 | 2
750 | 4412010129 | BOX JNCTN,M:JT032M9,CARD,IPA | EA |  |  | 3 | 3
751 | 4303010183 | CARD ELEC,M:9830E,SUPPLY,IPA | EA |  |  | 1 | 1
752 | 4503060135 | TRANSFORMER,M:TR-302,IPA | EA |  |  | 2 | 2
753 | 4403990021 | PCB,F/RELAY LOGIC JRP 401 | EA |  |  | 1 | 1
754 | 4106010132 | LOAD CELL,M:SW034H9,30T | EA |  |  | 1 | 1
755 | 4108010641 | MODULE,1794-IE8,ANLG,I/P,8 POINT | EA |  |  | 1 | 1
756 | 4108010640 | MODULE,PN:1794-OE12,O/P,ANLG,12 POINT | EA |  |  | 1 | 1
757 | 4108010637 | MODULE,1794-IB32,DGTL,I/P,32 POINT | EA |  |  | 1 | 1
758 | 4850010011 | CONVERTER SGNL,PN:1761-NET-AIC,INTERFACE | EA |  |  | 1 | 1
759 | 4119990108 | CONTROLLER ELCTRNC,M:CONTROL LOGIX 5561 | EA |  |  | 1 | 1
760 | 4108010329 | MODULE,PN:1769-IQ16,DGTL I/P,24VDC | EA |  |  | 3 | 3
761 | 4121010048 | POWER SUPPLY,M:1756-PA72,85-265VAC | EA |  |  | 1 | 1
762 | 3102020198 | CONTROLLER,E:ELEKTRONIKON-II,CNTRLLER | EA |  |  | 1 | 1
763 | 4401080003 | SWITCH N/W,INDUSTRIAL ETHERNET,8 PORT | EA |  |  | 1 | 1
764 | 4401080004 | SWITCH N/W,INDUSTRIAL ETHERNET,16 PORT | EA |  |  | 2 | 2
765 | 4850010007 | CONVERTER,M:AT-MC102X2,FAST ENET MEDIA | EA |  |  | 1 | 1
766 | 4209011685 | CONVERTER SGNL;PN:943905321;MEDIA,OZD | EA |  |  | 7 | 7
767 | 4850010021 | CONVERTER SGNL,OFC/PROFIBUS | EA |  |  | 3 | 3
768 | 4701010002 | MODULE,PN:GOXS-1312-20D,SFP,SMALL FORM | EA |  |  | 1 | 1
769 | 1001510040 | CARD MEMORY,RAM,8 GB,RDIMM,2133 MT/S | EA |  |  | 4 | 4
770 | 4199990160 | HOLDER,M:VT 3002 2X/48F,CARD,48VAC/DC | EA |  |  | 2 | 2
771 | 4203010031 | CARD ELEC,M:VSPA2,ELECTRODE REGULATION | EA |  |  | 3 | 3
772 | 4819990003 | CONNECTOR COMM,M:RJ-45 | EA |  |  | 4 | 4
773 | 4199990399 | CONVERTER SGNL,RS 232 TO 485 ICP-CO | EA |  |  | 1 | 1
774 | 4201010008 | MODULE,M:6ED1,PLC,LOGO,230 RC | EA |  |  | 1 | 1
775 | 4201010225 | CARD ELEC,M:6EDI-2FB000-OBA8 | EA |  |  | 1 | 1
776 | 4201010289 | MODULE,M:6ES7221-1BF22-0XA8,I/P | EA |  |  | 1 | 1
777 | 4201010206 | MODULE,PN:6ES7 288-2DE08-0AA0,DI 8CH | EA |  |  | 1 | 1
778 | 4203010056 | CARD ELEC,PN:321-1BL00-0AA0,M:SM321 | EA |  |  | 1 | 1
779 | 4203010057 | CARD ELEC,PN:322-1BL00-0AA0,M:SM322 | EA |  |  | 1 | 1
780 | 4201010241 | PROCESSOR,M:6ES7214-1AG40-0XB0,CPU,PLC | EA |  |  | 1 | 1
781 | 1001390017 | KEYBOARD,USB | EA |  |  | 4 | 4
782 | 4108010338 | MODULE,M:DI801,DGTL I/P,24VDC,CH:16 | EA |  |  | 4 | 4
783 | 4137010012 | INPUT,DIGITAL,DI803,8X1CH,220V AC | EA |  |  | 9 | 9
784 | 4108010088 | MODULE,M:DI810,DGTL I/P,24VDC,CH:16 | EA |  |  | 12 | 12
785 | 4108010085 | MODULE,PN:AI801,ANLG I/P | EA |  |  | 2 | 2
786 | 4108010224 | MODULE,PN:AI810,ANLG I/P | EA |  |  | 3 | 3
787 | 4209011700 | MODULE,PN:AI835,TC I/P,MNFR:ABB | EA |  |  | 2 | 2
788 | 4108010069 | MODULE,PN:AO801,ANLG O/P,0(4)-20 MA | EA |  |  | 2 | 2
789 | 4499990396 | MODULE,PN:AO810,ANLG,O/P,8CH | EA |  |  | 9 | 9
790 | 4108010506 | MODULE;PN:3BSE008546R1,R:AO820;ANLG,4CH | EA |  |  | 2 | 2
791 | 4803010040 | BATTERY,LI,3.6V | EA |  |  | 12 | 12
792 | 4601990011 | CABLE COMM,M:TK850,V007 | EA |  |  | 6 | 6
793 | 4601990264 | CABLE COMM,PN:PM 861,M:TK851V010,RCU | EA |  |  | 5 | 5
794 | 4201010009 | MODULE COMM,PN:TK801-V006,BUS SHLDD CBL | EA |  |  | 2 | 2
795 | 4210010025 | BATTERY,E:SB821,DCS SPARE,F/PROCESSOR | EA |  |  | 3 | 3
796 | 6217250427 | BASE,M:TB805,E:TB842,F/CNNCTR | EA |  |  | 3 | 3
797 | 4601990012 | CABLE COMM,M:TK801,V012 | EA |  |  | 2 | 2
798 | 4601990010 | CABLE,PN:TK811V050,5 M,POF | EA |  |  | 2 | 2
799 | 5490993535 | SWITCH,PN:6034201811,DP INDCTR CUM,TIP | EA |  |  | 1 | 1
800 | 4103020103 | GAUGE PRESS,R:6034201910,TIP | EA |  |  | 1 | 1
801 | 4103020031 | GAUGE PRESS,0-10 KG/CM2 | EA |  |  | 1 | 1
802 | 6504010037 | GAUGE PRESS;0-250KG/CM2 | EA |  |  | 2 | 2
803 | 4160010043 | RTD,PN:306.6034207301,M:PT100 | EA |  |  | 1 | 1
804 | 4113010099 | THERMOMETER,PN:6034201890,TIP | EA |  |  | 1 | 1
805 | 6504030006 | THERMOMETER DIAL,50MM,0-150DEG C | EA |  |  | 2 | 2
806 | 4113010098 | THERMOMETER,PN:6034201880,TIP | EA |  |  | 4 | 4
807 | 4123010012 | RTD,PN:8400150100,THERMOWELL RTD,TIP | EA |  |  | 2 | 2
808 | 1001080032 | DRIVE DISC,HDD-6 TB | EA |  |  | 1 | 1
809 | 4136010189 | RECORDER,32CH,1080P/720P/4CIF IP CAMERA | EA |  |  | 3 | 3
810 | 1001080053 | CAMERA DGTL,2MP,20X PTZ,1920X1080P,30FPS | EA |  |  | 4 | 4
811 | 1001080023 | CAMERA DGTL,CCTV,COLOR,VB60,CSHR,VF49 | EA |  |  | 2 | 2
812 | 4701080029 | SWITCH N/W,M:SG350-10,10 PORT,MANAGED | EA |  |  | 1 | 1
813 | 4119990195 | CONTROLLER;PN:ST 2061;SEQUENCE,230VAC | EA |  |  | 1 | 1
814 | 4107010428 | TRANSMITTER;PN:266DSHHSSB2A7- V1LSB1R1 | EA |  |  | 1 | 1
815 | 4108010591 | LIU 6PORT | EA |  |  | 3 | 3
816 | 4401050041 | SWITCH FLOW,M:2000S,PADDLE | EA |  |  | 1 | 1
817 | 4113010047 | THERMOCOUPLE,OD:3MMXLG:15M | EA |  |  | 18 | 18
818 | 4405010068 | MCB,6A,2P,10KA,AC | EA |  |  | 2 | 2
819 | 4412010020 | BOX JNCTN,600X600X200MM | EA |  |  | 2 | 2
820 | 4412010018 | BOX JNCTN;MTL,400X300X180MM,IP65 | EA |  |  | 15 | 15
821 | 4412010102 | BOX JNCTN,500X300X200MM,MS,IP55 | EA |  |  | 3 | 3
822 | 4408990190 | BOX JNCTN,300X200X150MM,PANEL | EA |  |  | 6 | 6
823 | 1001060002 | BOX,WEATHER PROOF | EA |  |  | 1 | 1
824 | 4123010015 | THERMOWELL;DBS,HASTELLOY,6MM,550MM,640MM | EA |  |  | 5 | 5
825 | 4113010036 | THERMOCOUPLE,750MM,TYPE:K | EA |  |  | 24 | 24
826 | 4113010026 | THERMOCOUPLE,600MM,TYPE:K | EA |  |  | 12 | 12
827 | 4113010133 | THERMOCOUPLE;K,0-1200DEG,6MM,640MM,NPT(M | EA |  |  | 2 | 2
828 | 4901050020 | SIREN;FLASHER,HOOTER,BELT RUN ALERT | EA |  |  | 2 | 2
829 | 4101070269 | SWITCH FLOW;PN:14202260;INDCATR,0-100L | EA |  |  | 13 | 13
830 | 4402990034 | BLOCK TRMNL,2.5MM2,220VAC,FUSE | EA |  |  | 338 | 338
831 | 7499990287 | SWITCH FLOW,E:CKT-SI5000,F/WATER | EA |  |  | 92 | 92
832 | 4402020032 | BLOCK TRMNL,1.5MM2 | EA |  |  | 28 | 28
833 | 4602010047 | CORD COMM,3 M,PATCH,OFC SC-LC,MM | EA |  |  | 2 | 2
834 | 4199990150 | CLEANER,ELECTRONIC COMPONENT,8376 | EA |  |  | 1 | 1
835 | 4860096096 | ANTENNA,E:GP-328,HELIFLEX,F/WALKY TALKY | EA |  |  | 2 | 2
836 | 6201320005 | VALVE BALL,25MM | EA |  |  | 4 | 4
837 | 4802010190 | COIL ELEC;R:R901370939;SLND,24VDC,1.25A | EA |  |  | 6 | 6
838 | 4852010047 | COIL ELEC,TYPE:G25,SLND,230VAC,5 VA | EA |  |  | 2 | 2
839 | 4850010013 | CONVERTER SGNL,MEDIA,SM 10/100 | EA |  |  | 2 | 2
840 | 1001400001 | MOUSE,USB OPTICAL | EA |  |  | 1 | 1
841 | 4150040008 | SWITCH PRXMY;INDUCTIVE, 110 VAC, B18 MM | EA |  |  | 20 | 20
842 | 4840010094 | CHARGER BATTERY;T:SGS10S WALKIE TALKIE | EA |  |  | 3 | 3
843 | 4601990379 | POWER CABLE FOR COMPUTER | EA |  |  | 3 | 3
844 | 1002990417 | CABLE COMM,HDMI,25 FT | EA |  |  | 5 | 5
845 | 4107010401 | CONTROL-DISPLAY UNIT;PN:VEGADIS 82;RADAR | EA |  |  | 1 | 1
846 | 4803990008 | BATTERY STRG,12V,42AH | EA |  |  | 4 | 4
847 | 1001380000 | MODEM,PN:TB 820V2,ABB,CLUSTER | EA | 0 | 0 | 5 | 5
848 | 1002990027 | FIBER,LIU12 SC PORT | EA | 0 | 0 | 3 | 3
849 | 3203011397 | BEARING BALL;PN:7308-B-JP;ANGLR CNTCT | EA | 10 | 0 | 0 | 10
850 | 3301020140 | BELT V,PN:9L6639,CATERPILLAR,FOR DG,CAT | EA | 2 | 0 | 0 | 2
851 | 3301990267 | BELT V,PN:6N6657 | EA | 8 | 0 | 0 | 8
852 | 4104010083 | RTD,M:PT100,300MM,3 WIRE,SIMPLEX | EA | 0 | 0 | 8 | 8
853 | 4104010226 | SENSOR,116.75MM,TACHO,F/BWF | EA | 0 | 0 | 8 | 8
854 | 4104010227 | SENSOR,103MM,ENSOR,TACHO,F/BWF | EA | 0 | 0 | 5 | 5
855 | 4104010489 | SENSOR PRESS,PN:2168684,GP-PR | EA | 2 | 1 | 0 | 3
856 | 4104010490 | SENSOR PRESS,PN:3181180,GP-PR | EA | 2 | 1 | 0 | 3
857 | 4104010602 | SENSOR PRESS,PN:1638516,GP-PR | EA | 2 | 0 | 0 | 2
858 | 4106010017 | LOAD CELL,M:PR-6201/53 D1,5T | EA | 0 | 0 | 4 | 4
859 | 4107010278 | TRANSMITTER,VIBRATION,2-WIRE,4-20MA | EA | 0 | 0 | 4 | 4
860 | 4107010427 | TRANSMITTER PRESS;PN:HDA 4815A-040-000 | EA | 0 | 0 | 5 | 5
861 | 4108010086 | MODULE,ABB,M:AI830,RTD I/P | EA | 0 | 0 | 4 | 4
862 | 4108010089 | MODULE,M:DO810,DGTL O/P,24VDC,CH:16 | EA | 0 | 0 | 3 | 3
863 | 4108010322 | MODULE COMM,PN:CI853K01,M:RS232C,DUAL | EA | 0 | 0 | 2 | 2
864 | 4108010585 | PCB,PN:S140P,TRNSMTTR,POSTN | EA | 2 | 0 | 0 | 2
865 | 4110010084 | TRANSDUCER,F/PWR FACTOR | EA | 5 | 0 | 0 | 5
866 | 4111010032 | VALVE SOLENOID,PN:9X1413 | EA | 2 | 0 | 0 | 2
867 | 4119990112 | CONTROL G,PN-1020050 | EA | 2 | 0 | 0 | 2
868 | 4119990120 | PM861A AC800M NEW, ABB | 0 | 0 | 0 | 7 | 7
869 | 4120010060 | LEVEL SWITCH CONTROLER, TYPE: VIBRATING FORK | 0 | 0 | 0 | 12 | 12
870 | 4129010018 | DIODE,M:P-OR-24-05,UNIT,O-RING | EA | 0 | 0 | 6 | 6
871 | 4133010014 | RECTIFIER,M:H2R L18D01,SELENIUM BRIDGE | EA | 4 | 4 | 0 | 8
872 | 4159016589 | TRANSDUCER,CRNT,I/P:0-1A,24VDC | EA | 0 | 5 | 1 | 6
873 | 4199990889 | TRANSDUCER,CRNT,I/P:1A,O/P:4-20MA | EA | 8 | 0 | 1 | 9
874 | 4203010010 | CARD ELEC,PN:TU838,DGTL I/P(DI),810,BASE | EA | 0 | 0 | 15 | 15
875 | 4209011701 | MODULE COMM,M:CI840,ABB | EA | 0 | 0 | 3 | 3
876 | 4210010277 | BUSBAR,ABB,M:TB806,3BSE008536R1,INLET | EA | 0 | 0 | 12 | 12
877 | 4301030099 | VFD,M:ED100S,UNIT,MOTOR,TAPMOTION | EA | 2 | 0 | 0 | 2
878 | 4303010175 | CARD ELEC,GATE FIRING LOGIC,G.FF.LC(N) | EA | 4 | 0 | 0 | 4
879 | 4304050031 | MODULE,M:TU810/3BSE008524R1,TB UNIT | EA | 0 | 0 | 9 | 9
880 | 4399990224 | BASE,ABB,F/MODULE,CI 840,TU 847 | EA | 0 | 0 | 5 | 5
881 | 4401020063 | SWITCH SELCTR,LOCAL REMOTE,16 A | EA | 23 | 9 | 0 | 32
882 | 4401090031 | SWITCH LIMIT,M:LS/2SH/2,10 A | EA | 4 | 2 | 0 | 6
883 | 4401090034 | SWITCH LIMIT,M:NLLA | EA | 6 | 1 | 0 | 7
884 | 4401090080 | SWITCH LIMIT,ROTARY GEARD,RATIO:48/1 | EA | 1 | 1 | 0 | 2
885 | 4401090161 | SWITCH,EMERGENCY,LOCK OUT,W/(2)NO +(2)NC | EA | 0 | 3 | 7 | 10
886 | 4401990126 | SWITCH,BRKR CNTRL,TNC,25A | EA | 43 | 5 | 0 | 48
887 | 4401990155 | SWITCH,PN:81577036 | EA | 2 | 0 | 0 | 2
888 | 4402020016 | BLOCK TRMNL;SCRW,2.5MM2,DINRAIL | EA | 0 | 0 | 190 | 190
889 | 4403990261 | PCB,M:UMK-8/RM,RELAY,230VAC | EA | 0 | 0 | 4 | 4
890 | 4403990262 | PCB,M:UMK- 8 RM,RELAY,24VDC | EA | 0 | 0 | 3 | 3
891 | 4404010010 | PUSH BUTTON,M:3SB1202-0AE01,START,GREEN | EA | 421 | 100 | 0 | 521
892 | 4404010011 | PUSH BUTTON,M:3SB12030 0AC01,RED,1NC | EA | 400 | 160 | 0 | 560
893 | 4404010039 | BUTTON,PUSH,EMERGENCY STOP | EA | 60 | 2 | 5 | 67
894 | 4404010055 | BUTTON, PUSH,ILLUMINATED,RED COLOR | EA | 10 | 0 | 27 | 37
895 | 4405010044 | MCB,2A,2P | EA | 5 | 3 | 4 | 12
896 | 4405010046 | MCB,20A,3P | EA | 16 | 2 | 0 | 18
897 | 4405010054 | MCB,16A,2P | EA | 0 | 3 | 5 | 8
898 | 4405010058 | MCB,2A,3P | EA | 12 | 14 | 0 | 26
899 | 4405010077 | MCB,32A,3P+N,3KA | EA | 2 | 2 | 0 | 4
900 | 4405010116 | MCB,400VAC,16A,3P | EA | 13 | 3 | 0 | 16
901 | 4405010120 | MCB,400VAC,16A,4P | EA | 14 | 1 | 0 | 15
902 | 4405010131 | MCB,32A,2P | EA | 7 | 1 | 0 | 8
903 | 4405010136 | MCB,4A,2P | EA | 20 | 10 | 2 | 32
904 | 4405010152 | MCB,10A,1P | EA | 0 | 16 | 3 | 19
905 | 4405010155 | MCB,6A,1P | EA | 15 | 3 | 1 | 19
906 | 4405010181 | MCB,16A,1P | EA | 1 | 23 | 0 | 24
907 | 4405040051 | MCCB,M:3VL1706-1DD36-0AA0,63A | EA | 5 | 0 | 0 | 5
908 | 4405040143 | MCCB,63A,3P | EA | 30 | 2 | 1 | 33
909 | 4405040246 | MCCB,M:3VL3725-1DD36-0AA0,250A | EA | 1 | 1 | 0 | 2
910 | 4405040247 | MCCB,L&T,DL160,90-125A,65KA,CAT:A | EA | 3 | 1 | 0 | 4
911 | 4405050081 | MPCB,M:3RV1121-0KA10,0.9-1.25A | EA | 8 | 0 | 0 | 8
912 | 4405050084 | MPCB,M:3RV1121-4AA10,11-16A | EA | 5 | 1 | 0 | 6
913 | 4405050086 | MPCB,M:3RV,1121,4CA,10,17-22A | EA | 2 | 1 | 0 | 3
914 | 4405050089 | MPCB,M:3RV,1131,4EA,10,22-32A | EA | 9 | 14 | 0 | 23
915 | 4405050094 | MPCB,M:3RV,1142,4JA,10,45-63A | EA | 7 | 2 | 0 | 9
916 | 4405050099 | MPCB,M:3RV,1121,1KA,10,9-12.5A | EA | 14 | 1 | 0 | 15
917 | 4405050104 | MPCB,M:GV2-ME06,1-1.6A | EA | 31 | 3 | 0 | 34
918 | 4405070008 | CIRCUIT BREAKER,RCCB,25A,2P,30MA | EA | 25 | 5 | 0 | 30
919 | 4405070010 | RCCB,40A,4P,30 MA | EA | 29 | 5 | 0 | 34
920 | 4405990010 | CB,HPA,POLE,33KV,2000A | EA | 6 | 0 | 0 | 6
921 | 4405990018 | MCB,63A,4P | EA | 8 | 4 | 0 | 12
922 | 4406010148 | SPRING ASSY;PN:IN21920002-D;OPENING | EA | 8 | 6 | 0 | 14
923 | 4406030031 | CONTACTOR,M:3TF46,PWR,220VAC | EA | 1 | 2 | 0 | 3
924 | 4406030065 | CONTACTOR,M:3TF56,PWR,220VAC | EA | 10 | 1 | 0 | 11
925 | 4406030084 | CONTACTOR,M:3TF34,PWR,220VAC | EA | 6 | 0 | 1 | 7
926 | 4406990291 | CONTACTOR,M:3TF57,415VAC | EA | 1 | 1 | 0 | 2
927 | 4406990316 | CONTACTOR,M:3TF34,32 A,110VAC | EA | 7 | 0 | 0 | 7
928 | 4406990333 | CONTACTOR,M:A30-30-10,220VAC | EA | 1 | 10 | 0 | 11
929 | 4406990347 | CONTACTOR,M:3TH3022E,220VAC | EA | 34 | 1 | 0 | 35
930 | 4406990470 | CONTACTOR,M:3TF50 | EA | 4 | 1 | 0 | 5
931 | 4406990501 | BLOCK CNTCT;M:S1;PANEL MOUNTED,NO,SILVER | EA | 136 | 0 | 36 | 172
932 | 4406990502 | BLOCK CNTCT;M:S2;PANEL MOUNTED,NC,SILVER | EA | 153 | 0 | 40 | 193
933 | 4407010018 | FUSE,M:NS,HRC,6 A | EA | 10 | 2 | 0 | 12
934 | 4407010019 | FUSE,M:NS20,HRC,415V,20A | EA | 18 | 0 | 0 | 18
935 | 4407010054 | FUSE,M:NH000,HRC,32 A,GG/GL | EA | 269 | 0 | 0 | 269
936 | 4407990162 | FUSE,M:3NW NS4,4 A,415 V,80 KA | EA | 170 | 5 | 0 | 175
937 | 4409010033 | RELAY OVRLD,M:3UA55 00-2C,16-25A | EA | 8 | 7 | 0 | 15
938 | 4409010034 | RELAY OVRLD,M:3UA55 00-2B,12.5-20A | EA | 7 | 19 | 0 | 26
939 | 4409010035 | RELAY OVRLD,M:3UA55 00-2A,10-16A | EA | 16 | 1 | 0 | 17
940 | 4409010050 | RELAY OVRLD,M:3UC66 30-5B,125-200A | EA | 5 | 3 | 0 | 8
941 | 4409010118 | RELAY OVRLD,M:3UA50,00-0K,0.8-1.25A | EA | 9 | 7 | 0 | 16
942 | 4409010120 | RELAY,O/L,1-1.6A | EA | 19 | 16 | 0 | 35
943 | 4409010121 | RELAY OVRLD,M:3UA50,00-1C,1.6-2.5A | EA | 5 | 2 | 0 | 7
944 | 4409010123 | RELAY OVRLD,M:3UA50,00-1F,3.2-5A | EA | 6 | 19 | 0 | 25
945 | 4409010154 | RELAY OVRLD,PN:LR1-D160,100-160 A | EA | 9 | 0 | 0 | 9
946 | 4409010214 | RELAY OVRLD,BI-METALIC STRIP,22-32A | EA | 8 | 7 | 0 | 15
947 | 4409010297 | RELAY,PN:81537029 | EA | 2 | 1 | 0 | 3
948 | 4409010341 | RELAY,PN:81577083 | EA | 2 | 1 | 0 | 3
949 | 4409010342 | RELAY,PN:81577084 | EA | 2 | 1 | 0 | 3
950 | 4409040003 | RELAY,M:RXME1,AUXILLARY,1NO+1NC | EA | 7 | 3 | 0 | 10
951 | 4409040004 | RELAY,M:RXSF1,AUXILLARY,1NO+2NC | EA | 8 | 4 | 0 | 12
952 | 4409040006 | RELAY,M:RXSF1,AUXILLARY,6NO | EA | 8 | 3 | 0 | 11
953 | 4409080028 | RELAY,OIL SURGE | EA | 3 | 0 | 0 | 3
954 | 4409080042 | RELAY ASSY;AS362,24VDCV,50MA,SHAVISION | EA | 0 | 0 | 5 | 5
955 | 4409990067 | RELAY,RXPQ8,TRIPPING,5NO+2NC | EA | 10 | 3 | 0 | 13
956 | 4409990068 | RELAY,M:RXPSU14,MULTI CNTCT,7NO+7NC | EA | 14 | 3 | 0 | 17
957 | 4409990556 | RELAY,M:RE300,220VDC,14 PIN,4NO+4NC | EA | 37 | 6 | 0 | 43
958 | 4409990605 | FUSE,FAILURE RELAY(FFR),110 V | EA | 10 | 2 | 0 | 12
959 | 4410010192 | SWITCH,M:SW 4020H22,10A,BELT,SWAY | EA | 0 | 12 | 52 | 64
960 | 4411020011 | TIMER,ON DELAY,0.05-60 SEC | EA | 4 | 5 | 0 | 9
961 | 4412010006 | BOX JNCTN,600X400X200MM,PANEL | EA | 14 | 0 | 2 | 16
962 | 4413010012 | SOCKET ELEC,INDUSTRIAL,20 A,230 V | EA | 20 | 0 | 0 | 20
963 | 4413010017 | SOCKET ELEC,5 PIN,5 A | EA | 58 | 0 | 0 | 58
964 | 4415010009 | REACTOR,SERIES,DRY TYPE,1PH,36KV,98A | EA | 6 | 0 | 0 | 6
965 | 4422014736 | MCCB,3VL4740-1AA36OAA,3P,400A,50KA,VL400 | EA | 2 | 1 | 0 | 3
966 | 4422016421 | MCCB,M:3VL1716-1DD36,3P,VL160X,160A | EA | 2 | 1 | 0 | 3
967 | 4422016431 | MCCB,160A,IU:250A,UE:690V,UI:800V | EA | 4 | 4 | 0 | 8
968 | 4435990018 | SWITCH SELCTR | EA | 0 | 5 | 10 | 15
969 | 4499990237 | CONTACT,SPARES,F/MSTR CNTRLLER | EA | 230 | 80 | 0 | 310
970 | 4499990573 | STATION,LOCAL PUSH BUTTON | EA | 10 | 0 | 0 | 10
971 | 4503010176 | TRANSFORMER PTNTL;PN:PI2001;RESIN CAST | EA | 12 | 0 | 0 | 12
972 | 4503060118 | TRANSFORMER,CNTRL,415/12-13-14V | EA | 0 | 0 | 2 | 2
973 | 4503990068 | COIL ASSY,M:WS13,W/CORE FOR VF | EA | 19 | 0 | 0 | 19
974 | 4504020148 | BUSHING ELEC,E:52/630-P1,TXFRMR | EA | 6 | 0 | 0 | 6
975 | 4602010009 | CORD COMM,3 M,SC-SC,62.5/125M | EA | 0 | 0 | 34 | 34
976 | 4602010019 | CORD COMM,FO PATCH,SC-STMM | EA | 0 | 0 | 25 | 25
977 | 4603020008 | GI GLAND- 22 SQMM | 0 | 0 | 0 | 3 | 3
978 | 4603020026 | GLAND CABLE,32MM,BRS,DBL CMPRSSN | EA | 0 | 50 | 0 | 50
979 | 4603020037 | GLAND CABLE,75MM,BRS,SNGL CMPRSSN | EA | 20 | 0 | 5 | 25
980 | 4603020094 | GLAND CABLE,57MM,BRS,DBL CMPRSSN | EA | 17 | 8 | 0 | 25
981 | 4603020095 | GLAND CABLE,63MM,BRS,DBL CMPRSSN | EA | 19 | 1 | 0 | 20
982 | 4604010003 | LUG,25MM2,PIN,AL | EA | 200 | 230 | 0 | 430
983 | 4604010004 | LUG,16MM2,RING,AL | EA | 732 | 230 | 0 | 962
984 | 4604010009 | LUG,95MM2,10MM,RING,AL | EA | 748 | 150 | 0 | 898
985 | 4604010011 | LUG,120MM2,RING,AL | EA | 300 | 112 | 0 | 412
986 | 4604010014 | LUG,35MM2,RING,AL,10MM | EA | 440 | 110 | 0 | 550
987 | 4604010017 | LUG,70MM2,12MM,RING,AL | EA | 300 | 200 | 0 | 500
988 | 4604010024 | LUG,16MM2,PIN,AL | EA | 150 | 100 | 0 | 250
989 | 4604020002 | LUG,10MM2,CU,RING | EA | 0 | 30 | 502 | 532
990 | 4604020005 | LUG,25MM2,CU,RING | EA | 0 | 100 | 1 | 101
991 | 4604020024 | LUG,16MM2,10MM,RING,CU | EA | 0 | 150 | 10 | 160
992 | 4604020045 | LUG,50MM2,12MM,RING,CU | EA | 309 | 3 | 0 | 312
993 | 4607990052 | KIT CBL JNT;O/D,3C,AL,3CX120MM2,6.6/11KV | EA | 0 | 2 | 0 | 2
994 | 4803010019 | BATTERY DRY CELL,LITHIUM SB822 | EA | 0 | 0 | 3 | 3
995 | 4804090000 | LIGHT INDCTG,M:3SB1401-2WZ3,LAMP,RED,LED | EA | 57 | 21 | 4 | 82
996 | 4804090001 | LIGHT INDCTG,M:3SB1402-2WZ3,GREEN,LED | EA | 74 | 27 | 8 | 109
997 | 4804090002 | LIGHT INDCTG,M:3SB1403-2WZ3,AMBER,LED | EA | 88 | 60 | 0 | 148
998 | 4804090003 | LIGHT INDCTG,M:3SB,1404-2WZ3,BLUE,LED | EA | 70 | 20 | 0 | 90
999 | 4804090005 | LIGHT INDCTG,YELLOW,LED,3,SB,1407,2WZ3 | EA | 55 | 66 | 0 | 121
1000 | 4804990173 | RESISTOR;M:YN3A483763-DBB;DYN.BRKNG,6OHM | EA | 2 | 0 | 0 | 2
1001 | 4809010016 | CAPACITOR,12MFD | EA | 167 | 0 | 0 | 167
1002 | 4811020020 | FAN ELEC,COOLG,24V | EA | 6 | 0 | 2 | 8
1003 | 4813990057 | SENSOR PRESS,M:PN5004 | EA | 0 | 0 | 1 | 1
1004 | 4813990058 | SENSOR PRESS,M:PN3007 DISPLAY Yokoga | EA | 0 | 0 | 3 | 3
1005 | 4820010014 | ARRESTER ELEC,M:SB 48/10.3-0,LIGHTING | EA | 12 | 0 | 0 | 12
1006 | 4833010016 | STATION,CNTRL,LOCAL,F/RDOL FEEDER | EA | 17 | 12 | 0 | 29
1007 | 4841010082 | SOCKET ELEC,W/PLUG,1PH,RCCB 63A,30MA | SET | 20 | 0 | 0 | 20
1008 | 4856990015 | CABLE PUSH PULL,PN:81537216,THROTTLE | EA | 2 | 0 | 0 | 2
1009 | 4860091966 | BUTTON,PUSH,ELEMENT (1NO) | EA | 196 | 0 | 0 | 196
1010 | 4860091967 | PUSH BUTTON,ELEMENT,1NC | EA | 150 | 0 | 0 | 150
1011 | 4860095869 | LUG,2.5 SQMM CU PIN TYPE | EA | 0 | 150 | 101 | 251
1012 | 4860096727 | BLOCK TRMNL,M:CBT110,CABLE | EA | 198 | 60 | 0 | 258
1013 | 4860096728 | CONNECTOR ELEC,E:CBT170,CABLE | EA | 63 | 120 | 0 | 183
1014 | 4860096826 | LUG,150MM2,16MM,RING,AL | EA | 300 | 70 | 0 | 370
1015 | 4860096836 | LUG,35MM2,10MM,RING,CU | EA | 0 | 150 | 2 | 152
1016 | 4860096979 | TROLLEY;PN:1VYN402301-FM;TRNSFRMR | EA | 4 | 0 | 0 | 4
1017 | 4860097016 | VARISTOR,PN:023K,E:DSG62 | EA | 2 | 0 | 0 | 2
1018 | 4860097017 | DIODE,E:DSG52/62/LSC62,R:PN063K,1000KV | EA | 4 | 0 | 0 | 4
1019 | 4860990149 | KIT CABLE JNT,3CX120MM2,ST THRG,6.6/11KV | EA | 0 | 1 | 0 | 1
1020 | 4860990150 | KIT CABLE JNT,ST THRG,3CX185MM2,6.6/11KV | EA | 0 | 4 | 0 | 4
1021 | 4860990272 | STRIP;100MM,100MM,3MM,CU-AL BIMETALLIC | EA | 22 | 14 | 0 | 36
1022 | 4860990332 | DIODE,PN:1W9070,A | EA | 2 | 0 | 0 | 2
1023 | 4860991088 | ACCESSORY,TAP CHNGR,F/MOTOR DRV UT | EA | 2 | 0 | 0 | 2
1024 | 4899990495 | BOX ELEC,CT'S TRMNL,F/20MVA,TRANSFO | EA | 2 | 0 | 0 | 2
1025 | 4901050015 | SIREN,BRUSHLESS,220VAC,RANGE:0.5 KM | EA | 11 | 3 | 0 | 14
1026 | 7025995815 | ASSEMBLY;PN:1VYN 402301-EE,T:HPA SF6 CB | EA | 16 | 0 | 0 | 16
1027 | 4899990585 | BASE,FUSE,160 A-CDFB00-1 160A C&S HRC | EA |  | 20 |  | 20
1028 | 4504020176 | BREATHER 2MVA X'MER | EA |  | 3 |  | 3
1029 | 4402010057 | BLOCK CNTCT,M:3RV2901-1A,AUX,1NO+1NC | EA |  | 1 |  | 1
1030 | 4860090165 | BLOCK CNTCT,M:ZBE-101N,1NO | EA |  | 2 |  | 2
1031 | 4601990370 | CABLE 2.5x12C CU TRS | M |  | 40 |  | 40
1032 | 4601020175 | CABLE 25X3C CU FLEXIBLE | M |  | 30 |  | 30
1033 | 4601010177 | CABLE 4CX4SQMM CU ARM | M |  | 212 |  | 212
1034 | 4405010267 | CB;PN:3RV2311-1KC10;12.5A,163A | EA |  | 1 |  | 1
1035 | 4405040327 | CB;PN:3VA1163-4EE32-0AA0;MOLDED CASE 1063 | EA |  | 1 |  | 1
1036 | 4406990416 | COIL ELEC,E:3TF 46,F/CNTCTOR,220VAC | EA |  | 1 |  | 1
1037 | 4406990428 | COIL ELEC,E:3TF30,220 V,CNTCTOR (BLACK) | EA |  | 4 |  | 4
1038 | 4409010260 | COIL ELEC,E:3TF4702-0AP0 ;3TY7 463-0AP0 415V | EA |  | 2 |  | 2
1039 | 4406990762 | COIL ELEC;PN:3TY7 443-0AP0;230VAC | EA |  | 8 |  | 8
1040 | 4406010025 | CONTACT AUX,M:HK-11,1NO-1 NC | EA |  | 11 |  | 11
1041 | 4406990482 | CONTACTOR A110-30 COIL 230V | EA |  | 2 |  | 2
1042 | 4407010079 | FUSE,HRC,4 A-CNS 4A-gG-C&S | EA |  | 3 |  | 3
1043 | 4407010059 | FUSE,M:3NA,HRC,250 A-CDFB1-250A-32W-C&S | EA |  | 7 |  | 7
1044 | 4407990039 | FUSE,M:3NA3252,NH2GG,500 V,315 A | EA |  | 1 |  | 1
1045 | 4407010137 | FUSE,M:3NWNS2,HRC,2 A- CNS 2A gG C&S | EA |  | 27 |  | 27
1046 | 4407010074 | FUSE,M:HN,HRC,16 A-CNS 16A gG C&S CYL | EA |  | 5 |  | 5
1047 | 4407010075 | FUSE,M:HN,HRC,32 A -OFAA 00H 32A C&S SQ | EA |  | 18 |  | 18
1048 | 4407010070 | FUSE,M:HN,HRC,415V,400A CTM-400A-gG-C1 C&S | EA |  | 12 |  | 12
1049 | 4407010042 | FUSE,M:HN,HRC,63 A-CDFL00-63A-gG-C&S | EA |  | 18 |  | 18
1050 | 4407010046 | FUSE,M:NS,HRC,25 A-CNS 25A,gG,C&S | EA |  | 13 |  | 13
1051 | 4407080007 | HOLDER FUSE,M:3NW7013,1P,32 A,690 V/CSM32H-12W-C&S | EA |  | 26 |  | 26
1052 | 4604010010 | LUG,10MM2,10MM,RING,AL | EA |  | 100 |  | 100
1053 | 4604020043 | LUG,120MM2,16MM,RING,CU | EA |  | 9 |  | 9
1054 | 4860096140 | LUG,16 SQMM,AL,STRGHT THRGH | EA |  | 100 |  | 100
1055 | 4604020098 | LUG,2.5MM2,CU,PIN TYPE | EA |  | 60 |  | 60
1056 | 4860096704 | LUG,2.5MM2,CU,TYPE:U | EA |  | 50 |  | 50
1057 | 4604020078 | LUG,25MM2,PIN,CU | EA |  | 10 |  | 10
1058 | 4604020014 | LUG,STRGHT,CU,4MM2 | EA |  | 100 |  | 100
1059 | 4405010130 | MCB,6A,2P | EA |  | 13 |  | 13
1060 | 4499990544 | MCCB,M:3VT8032-1AA03-0BA2,3P,32A | EA |  | 1 |  | 1
1061 | 4405050253 | MCCB,M:NKF 100 K,63A In-40A | EA |  | 1 |  | 1
1062 | 4405040259 | MCCB,M:SACE-S2B,125-160A | EA |  | 2 |  | 2
1063 | 4899990530 | MCCB,M:VL160X,100A | EA |  | 1 |  | 1
1064 | 4499990467 | MPCB,M:3RV13 41 4MC10,100A,1NO+1NC | EA |  | 1 |  | 1
1065 | 4406990547 | MPCB,M:3VU1340-1MF00,MLFB,0.6-1A | EA |  | 1 |  | 1
1066 | 4405050206 | MPCB,M:GV2ME10,100KA,4-6.3A L&T MOG-H1/0630 | EA |  | 2 |  | 2
1067 | 4409010296 | RELAY OVRLD,M:3UA5000-1A,1-1.6A | EA |  | 1 |  | 1
1068 | 4409010091 | RELAY OVRLD,M:3UA52 00 - 1B,1.25-2 A | EA |  | 1 |  | 1
1069 | 4409010044 | RELAY OVRLD,M:3UA52 00 1G,4-6.3 A | EA |  | 2 |  | 2
1070 | 4409010244 | RELAY OVRLD,M:LRD 3365,80-104A | EA |  | 5 |  | 5
1071 | 4409010105 | RELAY OVRLD,M:LRD-08,2.5-4A | EA |  | 1 |  | 1
1072 | 4409019386 | RELAY OVRLD;M:TA25DU-M;10-14A | EA |  | 4 |  | 4
1073 | 4406990559 | RELAY OVRLD;M:TA25DU-M;18-25A | EA |  | 11 |  | 11
1074 | 4409030015 | RELAY,OVRLD,3RV2116-4.5-6.3A | EA |  | 1 |  | 1
1075 | 4411010008 | TIMER,M:A1D1-X,ELECTRONIC | EA |  | 2 |  | 2
1076 | 4406030237 | CONTACTOR,M:3TF57,PWR,COIL:230VAC | EA |  | 2 |  | 2
1077 | 4406990474 | CONTACTOR,M:3TF53 02-0A230,205 A,TP,AC3 | EA |  | 5 |  | 5
1078 | 5208990102 | BOLT M/C,M8X25MM,HEX HD,MTRC CRS | EA |  | 357 |  | 357
1079 | 5208990100 | BOLT M/C,M8X50MM,HEX HD,MTRC CRS | EA |  | 420 |  | 420
1080 | 5208020087 | BOLT M/C,M20X300MM,HTS,HEX HD,MTRC CRS | EA |  | 87 |  | 87
1081 | 5208020274 | BOLT M/C,M12X250MM,HTS,HEX HD,FT | EA |  | 46 |  | 46
1082 | 5208030077 | BOLT M/C,M20X70MM,MS,HEX HD,FT,MTRC CRS | KG |  | 28 |  | 28
1083 | 5221090004 | NUT HEX,M16 | KG |  | 30 |  | 30
1084 | 5221090072 | NUT HEX,M10 | EA |  | 35 |  | 35
1085 | 5232990330 | BOLT ANCHOR,M10X100MM,TYPE:FASTNERS PIN | EA |  | 120 |  | 120
1086 | 5232990307 | BOLT ANCHOR,M8X100MM,TYPE:FASTNERS PIN | EA |  | 120 |  | 120
1087 | 5204020002 | BOLT ASSY;ALLN,M8,1.25MM,FT,35MM,CSK,SS | SET |  | 60 |  | 60
1088 | 4603020007 | GLAND CABLE,19MM,BRS | EA |  | 40 |  | 40
1089 | 4603050288 | GLAND CABLE;PWR,PVC,12-16MM2,M24X1.5 | EA |  | 65 |  | 65
1090 | 3201030249 | NU 218 EMI C3 | EA | 4 |  |  | 4
1091 | 3203010022 | NU 324 EC | EA | 1 |  |  | 1
1092 | 4426010003 | OLR 60 - 80 A | EA | 5 |  |  | 5
1093 | 4499990471 | 3TF48 240V | EA | 1 |  |  | 1
1094 | 4409010317 | RELAY OVRLD,M:3RB2143-4EW1,25-100A | EA | 1 |  |  | 1
1095 | 6004250249 | SEAL,OIL,40X55X8MM | EA | 10 |  |  | 10
1096 | 4507010015 | TRANSFORMER CRNT,200/5 A,10 VA,CL:1 | EA | 12 |  |  | 12
1097 | 4807010031 | MOTOR STARTER TYPE MWA 2SD KW - 5.6-8 | EA | 1 |  |  | 1
1098 | 4304070033 | FUSE 315 A | EA | 10 |  |  | 10
1099 | 4860096977 | MICROPHONE | EA | 1 |  |  | 1
1100 | 4809011138 | CAPACITOR;CAP MPP OIL FILLED,50UF,440VAC | EA |  |  | 0 | 0
1101 | 4150016505 | SWITCH PRESS,HYDAC,DP,VR2D.0/L24 FILTER CLOGGING(FERRO MANGANEASE) | EA |  |  | 1 | 1
1102 | 4105010054 | TRANSMITTER,PRESSURE; 40BAR | EA |  |  | 2 | 2
1103 | 4860095843 | SCANNER,M:85XX,TEMP,230VAC,DGTL O/P | EA |  |  | 5 | 5
1104 | 4104011112 | SENSOR;M:UB6000-30 GM-E5-V15;ULTRSNC | EA |  |  | 2 | 2
1105 | 4110010156 | TRANSDUCER,M:8020,I/P:0-60 MVDC,48VDC | EA |  |  | 1 | 1
1106 | 4304070013 | FUSE,20MM,GLASS,100MA,230V | EA |  |  | 19 | 19
1107 | 4407990125 | FUSE,GLASS,0.25 A | EA |  |  | 180 | 180
1108 | 4406990752 | BLOCK CNTCT,C:EC1C EG08001C,ESBEE | EA |  |  | 16 | 16
1109 | 4406990751 | BLOCK CNTCT,C:EC2C EG08002C,ESBEE | EA |  |  | 11 | 11
1110 | 7401550041 | SWITCH PRXMY,DIA:18MM | EA |  |  | 9 | 9
1111 | 4401120139 | SWITCH PRXMY,M:SP12B,30MM DIA | EA |  |  | 2 | 2
1112 | 4160010006 | COIL ELEC,E:G50,SLND,24VDC | EA |  |  | 7 | 7
1113 | 4108010723 | ALLEN BRADELY DC SINK INPUT 1794-IB16 | EA |  |  | 2 | 2
1114 | 4108010330 / 4803050309 | MODULE,PN:1769-OB16,DGTL O/P,24VDC | EA |  |  | 2 | 2
1115 | 3309010999 | DI 830 24VDC, ABB | EA |  |  | 1 | 1
1116 | 4603050135 | GI GLAND- 25 SQMM | EA |  |  | 65 | 65
1117 | 4603050064 | PVC GLAND- 25SQMM | EA |  |  | 2 | 2
1118 | 4603050202 | PVC GLAND -16 SQMM | EA |  |  | 2 | 2
1119 | 1001040039 | ADAPTOR FOR CAMERA | EA |  |  | 12 | 12
1120 | 4210010975 | INTERFACE;PN:CI854BK01;PROFIBUS-DP/V1 | EA |  |  | 2 | 2
1121 | 4603030010 | PVC GLAND 16MM | EA |  |  | 2 | 2
1122 | 4603050029 | PVC GLAND 19MM | EA |  |  | 1 | 1
1123 | 4603050093 | PVC GLAND 36MM | EA |  |  | 2 | 2
1124 | 4204010140 | SMPS 5A OLD GOOD CONDITION | EA |  |  | 2 | 2
1125 | 4204010143 | SMPS 40A OLD GOOD CONDITION | EA |  |  | 2 | 2
1126 | 4121010054 | POWER SUPPLY,PN:Z014.235C | EA |  |  | 1 | 1
1127 | 4203010087 | CARD ELEC,M:JIK 002,INTRFC | EA |  |  | 1 | 1
1128 | 4201010226 | MODULE,M:6EDI-055-1FB10-0BA2 | EA |  |  | 1 | 1
| 4107010657 | TxRail-USB P/N7307 10-30VDC(4-20mA) Temperature Tranns | EA |  |  | 12 | 12
| 1001090087 | software envion(Glense) | EA |  |  | 4 | 4

## Spares to be Capitalised
Material | Batch | Material Description | Plant | Storage location | DF stor. loc. level | Base Unit of Measure | Unrestricted | Stock Segment | Currency | Value Unrestricted | Remarks
4502990325 | DOM-S(E) | MOTOR;M:1LA8315-4PB91-Z315;SQIM,300KW | 5310 | 3105 |  | EA | 1 |  | INR | 37,17,000.00 | Completed | Process initiated on 08.12.2023
4210011100 | DOM-S(E) | PROCESSOR;PN:3BSE081636R1(PM862K02);32MB | 5310 | 3003 |  | SET | 1 |  | INR | 24,90,569.00 | To be capitalized
4499990796 | DOM-S(E) | KIT INSTLTN;VCB HPA_VD4,1250,33KV,31.5KA | 5310 | 3115 |  | SET | 11 |  | INR | 50,28,155.00 | Completed | Capitalized
4499990797 | DOM-S(E) | KIT INSTLTN;VCB,HPA_VD4,2000,33KV,31.5KA | 5310 | 3115 |  | SET | 4 |  | INR | 21,00,736.00 | Completed | Capitalized

## material code list not exist in
S.No | Material Code | Item Description | UoM | Category | Non SAP-3115 | Non SAP-3116 | Non SAP-3117 | Total Stock
1 | 4406010101 | BLOCK CNTCT,M:SK-11,AUX |  | DOM-S(E) |  | 8 |  | 8
2 | 5201010349 | BOLT,ALLEN,M30X180MM,HTS |  | DOM-S(E) |  | 60 |  | 60
3 | 4601010458 | CABLE 300X3C ARMERED AL |  | DOM-S(E) |  | 696 |  | 696
4 | 4406990576 | COIL-415V, F/3TF30 CONTACTOR- 3TY7 403 OARO |  |  |  | 3 |  | 3
5 | 4861010062 | CONTACT AUX;PN:MOG-AXL1CO |  |  |  | 21 |  | 21
6 | 4406030055 | CONTACTOR,M:AV15011,PWR,60 A |  |  |  | 3 |  | 3
7 | 4407010197 | FUSE,HRC,16A,GL/GG-OFAAOOH,C&S CYL |  |  |  | 12 |  | 12
8 | 4407010121 | FUSE,HRC,200 A, 3NA3 140-7Y-NH1-gG-SIEMENS |  |  |  | 3 |  | 3
9 | 4407010072 | FUSE,M:HG,HRC,32 A,CNS 32A gG,C&S |  |  |  | 20 |  | 20
10 | 4842010041 | LUG,120MM2,AL,RING |  |  |  | 112 |  | 112
11 | 4405010121 | MCB,690V,25A,3P |  |  |  | 1 |  | 1
12 | 4405040233 | MCCB,M:3VL1703-1DD33-0AA0,32A,VL160X |  |  |  | 1 |  | 1
13 | 4422016451 | MCCB,M:XT2S,160,TMA,100-100,3P,100A |  |  |  | 1 |  | 1
14 | 4409010238 | RELAY OVRLD;PN:3UW51 02-1J;6.3-10 A(3UW50 02-1J) |  |  |  | 1 |  | 1
15 | 4401090091 | SWITCH LIMIT,GRAVITY |  |  |  | 11 |  | 11
16 | 4109010085 | TRANSDUCER,CRNT,I/P:0-10A,O/P:4-20MA RISHAV |  |  |  | 7 |  | 7
17 | 5208030025 | BOLT M/C,M8X20MM,MS,HEX HD,MTRC CRS |  |  |  | 3000 |  | 3000
18 | 5221090073 | HEX NUT M12 |  |  |  | 56 |  | 56
19 | 5221090065 | HEX NUT M24 |  |  |  | 75 |  | 75
20 | 5203990031 | BOLT;ALLN,M5 *20 MM |  |  |  | 85 |  | 85
21 | 5204020014 | BOLT;ALLN,M8,1.25,40,ALLEN, COUNTERSUNK |  |  |  | 50 |  | 50
22 | 5208010009 | BOLT M/C,M20X50MM,GI,HEX HD,MTRC CRS |  |  |  | 30 |  | 30
23 | 5201010606 | FASTENER;ALLN,HTS GRADE 12.9,M12X130MM |  |  |  | 35 |  | 35
24 | 5201010649 | BOLT;ALLN,M10X20MM,HT |  |  |  | 9 |  | 9
25 | 4806990077 | GLAND CABLE;PVC,25MM,25*1.5MM |  |  |  | 26 |  | 26
26 | 4603030005 | GLAND CABLE 36MM PVC |  |  |  | 45 |  | 45
27 | 3203010599 3203010013 | 6210 ZZ |  |  | 2 |  |  | 2
28 | 3203010134 3203100509 | 6315 C3 |  |  | 9 |  |  | 9
29 | 3203010135 3203020093 | 6316 ZZ |  |  | 13 |  |  | 13
30 | 3203010136 3203010139 | 6317 C3 |  |  | 6 |  |  | 6
31 | 3201030476 | 6321 C3 |  |  | 2 |  |  | 2
32 | 2303010143 | NU 222 CE |  |  | 2 |  |  | 2
33 | 3203040051 3203060032 | NJ 305 E |  |  | 4 |  |  | 4
34 | 4409010070 | OLR 10 - 16 A |  |  | 2 |  |  | 2
35 | 2301010034 2301010025 | OIL INDSTRL,PN:3E9848,E:3306,20L,ENGINE OIL ATMTVE,ENGINE,15W-40 |  |  | 230 |  |  | 230
36 | 4405010068 4405010133 | MCB,6A,2P,10KA,AC |  |  | 7 |  |  | 7
37 | 4405010098 4405010077 | MCB,M:S273C32,32A,3P,10KA |  |  | 1 |  |  | 1
38 | 4811070142 | NO+NC 3RV1901-1E |  |  | 24 |  |  | 24
39 | 4803051214 | DIODE S12BN71,HIRECT |  |  | 2 |  |  | 2
40 | 4809010506 | STUD,BUSHING,BOLT,F/20M VA,TXFRMR |  |  | 12 |  |  | 12
41 | 4811040231 | ROTARY DRIVE EXTENDED |  |  | 17 |  |  | 17
42 | 4407990260 | FUSE 160 A |  |  | 2 |  |  | 2
43 | 4405990136 | FUSE 400 A |  |  | 1 |  |  | 1
44 | 4850013978 | FUSE 80A |  |  | 9 |  |  | 9
45 | 4800010154 | FUSE 50 A HRC |  |  | 13 |  |  | 13
46 | 4805010211 4805010212 | LIGHT,LED,WELL GLASS,35W LIGHT,LED,WELL GLASS,35W,WW |  |  | 25 |  |  | 25
47 | 4818010246 | AUX RELAY 6.6 KV |  |  | 4 |  |  | 4
48 | 4107010638 | TRANSMITTER PRESS;MODEL- PP7024, IFM |  |  |  |  | 2 | 2
49 | 4199990273 | ISOLATOR,SIGNAL 1 CHI,4-20 MA,0-10 V |  |  |  |  | 1 | 1
50 | 5511010235 | TRANSMITTER PRESS,10BAR,PP7024(IFM) |  |  |  |  | 1 | 1
51 | 4107040030 | TRANSMITTER PRESS,M:HDA 4444-A-250-000 |  |  |  |  | 1 | 1
52 | 4860094920 | FUSE,30MM,HIGH VOLTAGE,250V,0.5A |  |  |  |  | 140 | 140
53 | 4801070029 | LIGHT INDCTG,PN:3SB14 02-2BZ2,E:02-2BZ2 |  |  |  |  | 8 | 8
54 | 4405010062 | MCB,0.5A,2P |  |  |  |  | 1 | 1
55 | 4802010180 | COIL ELEC,HYDAC,M:24DG-50-1836,SLND,24V |  |  |  |  | 7 | 7
56 | 4199990942 | ALLEN BRADELY, SLC 500 INPUT MOUDLE 1746-IB16 |  |  |  |  | 1 | 1
57 | 4850032078 | ALLEN BRADELY,COMPACT DI MOUDLE 1769-IB16 |  |  |  |  | 3 | 3
58 | 5518020060 | ALLEN BRADELY,SLC 500 DO MOUDLE 1746-OX8 |  |  |  |  | 1 | 1
59 | 4108010249 | DP 820 PULSE/FREQ, ABB |  |  |  |  | 2 | 2
60 | 4850010325 | DP 840 PULSE/FREQ, ABB |  |  |  |  | 2 | 2
61 | 4603050162 | GI GLAND- 32 SQMM |  |  |  |  | 15 | 15
62 | 4800010084 | GI GLAND- 19 SQMM |  |  |  |  | 36 | 36
63 | 4603990026 | GI GLAND- 16 SQMM |  |  |  |  | 7 | 7
64 | 4603050200 | PVC GLAND- 40 SQMM |  |  |  |  | 3 | 3
65 | 2030033978 | MODULE M DVP |  |  |  |  | 2 | 2
66 | 2130198231 | DISPLAY |  |  |  |  | 1 | 1
67 | 2230110128 | COMPRESSOR DRAIN VALVE |  |  |  |  | 1 | 1
68 | 4601040160 | CABLE COMM;MODBUS,1 TWISTED PAIR,0.75 MM |  |  |  |  | 100 | 100